## Sheet1
Metadata Parameter | Value
'Global HardwareSetting¦ParameterCollection¦ConversionFactorOffset #1' | '100'
'Global HardwareSetting¦ParameterCollection¦CameraOrientation.Default #1' | '0'
'Global HardwareSetting¦ParameterCollection¦Adjust.Min¦IsReadOnly #1' | 'true'
'Global HardwareSetting¦ParameterCollection¦AdjustFrameRate.Label¦IsReadOnly #1' | 'true'
'Global HardwareSetting¦ParameterCollection¦ApoTomeSavedGenericCamera #1' | 'MTBCamera_MTBSideportChanger_Left.HDCamC11440-42U'
'Global HardwareSetting¦ParameterCollection¦ShadingReferenceSource.ListItems¦IsReadOnly #1' | 'true'
'Global HardwareSetting¦Configuration¦Device¦ShutterState¦Name #6' | 'Open'
'Global HardwareSetting¦Configuration¦Device¦ShutterState¦Name #5' | 'Closed'
'Global HardwareSetting¦ParameterCollection¦Adjust.Type¦Status #1' | 'Valid'
'Global HardwareSetting¦Configuration¦Device¦StandSpecification¦StandCharacteristic¦Key #1' | 'Inverted'
'Global HardwareSetting¦Configuration¦Device¦ShutterState¦Name #4' | 'Open'
'Global Experiment¦AcquisitionBlock¦RatioSetup¦AverageEndFrame #1' | '1'
'Global HardwareSetting¦Configuration¦Device¦ShutterState¦Name #3' | 'Closed'
'Global HardwareSetting¦Configuration¦Device¦ShutterState¦Name #2' | 'Open'
'Global HardwareSetting¦Configuration¦Device¦ShutterState¦Name #1' | 'Closed'
'Global HardwareSetting¦ParameterCollection¦ImageDeliveryBufferCount.Type #1' | 'IntegerType'
'Global Experiment¦AcquisitionBlock¦RegionsSetup¦SampleHolder¦MoveToLoadPositionBetweenShapes #1' | 'false'
'Global HardwareSetting¦ParameterCollection¦DefectPixelCorrection.GuiHint #1' | 'GuiCheckBox'
'Global Experiment¦AcquisitionBlock¦FocusSetup¦HardwareAutofocus¦Id #1' | 'MTBAutoFocus'
'Global HardwareSetting¦ParameterCollection¦BlackReference.Type¦IsReadOnly #1' | 'true'
'Global HardwareSetting¦ParameterCollection¦Frame.Default¦IsReadOnly #1' | 'true'
'Global HardwareSetting¦ParameterCollection¦ApplyImageOrientation #1' | 'true'
'Global HardwareSetting¦ParameterCollection¦TriggerMode.Default¦Status #1' | 'Valid'
'Global HardwareSetting¦Configuration¦Device¦ContinualSpeedUnit #5' | 'µm/s'
'Global HardwareSetting¦Configuration¦Device¦ApoTomeClickStopInfo¦ApoTomeClickStopInfo¦ApoTomeClickStopInfoElement¦Magnification #2' | '2.3'
'Global HardwareSetting¦Configuration¦Device¦ContinualSpeedUnit #4' | 'µm/s'
'Global HardwareSetting¦Configuration¦Device¦ApoTomeClickStopInfo¦ApoTomeClickStopInfo¦ApoTomeClickStopInfoElement¦Magnification #1' | '1'
'Global HardwareSetting¦Configuration¦Device¦ContinualSpeedUnit #3' | 'µm/s'
'Global HardwareSetting¦Configuration¦Device¦ContinualSpeedUnit #2' | 'µm/s'
'Global HardwareSetting¦Configuration¦Device¦ContinualSpeedUnit #1' | 'µm/s'
'Global HardwareSetting¦ParameterCollection¦AutomaticTriggerControl.GuiHint¦Status #1' | 'Valid'
'Global HardwareSetting¦ParameterCollection¦CameraIdentifier.Type¦IsReadOnly #1' | 'true'
'Global HardwareSetting¦ParameterCollection¦ShadingStrength.Label¦IsReadOnly #1' | 'true'
'Global HardwareSetting¦ParameterCollection¦ConversionFactorOffset.Label #1' | 'Acquire¦Conversion factor offset'
'Global Experiment¦AcquisitionBlock¦PhysiologyROISetup¦Background¦Name #1' | 'BackgroundRois'
'Global HardwareSetting¦ParameterCollection¦ConversionFactorOffset.Mode #1' | 'Expert'
'Global HardwareSetting¦ParameterCollection¦TheoreticalTotalMagnification #3' | '40'
'Global HardwareSetting¦ParameterCollection¦TheoreticalTotalMagnification #2' | '400'
'Global HardwareSetting¦ParameterCollection¦TheoreticalTotalMagnification #1' | '40'
'Global HardwareSetting¦Configuration¦Device¦Id #31' | 'ApoTomeProcessing'
'Global HardwareSetting¦Configuration¦Device¦Id #30' | 'ApoTome'
'Global HardwareSetting¦ParameterCollection¦ImageOrientation.GuiHint¦IsReadOnly #1' | 'true'
'Global HardwareSetting¦ParameterCollection¦InternalTriggerMinExposure.GuiHint¦Status #1' | 'Valid'
'Global Information¦Instrument¦Objective¦Name #1' | 'C-Apochromat 40x/1.20 W Korr'
'Global Experiment¦AcquisitionBlock¦FocusSetup¦FocusStrategy¦RegionsIntervalInfo¦IsStartWithEnabled #1' | 'false'
'Global HardwareSetting¦ParameterCollection¦ExposureTime.GuiHint¦IsReadOnly #1' | 'true'
'Global HardwareSetting¦ParameterCollection¦FrameBundle.Min¦Status #1' | 'Valid'
'Global Experiment¦AcquisitionBlock¦CPMRegionsSetup¦SampleHolder¦IsOnlineStitchingEnabled #1' | 'false'
'Global HardwareSetting¦ParameterCollection¦ApoTomeGenericCameraList #1' | 'MTBCamera_MTBSideportChanger_Left.HDCamC11440-42U¦Flash¦'
'Global HardwareSetting¦ParameterCollection¦NoiseFilterThreshold.Min¦Status #1' | 'Valid'
'Global HardwareSetting¦ParameterCollection¦ConversionFactorOffset.Default¦IsReadOnly #1' | 'true'
'Global Experiment¦AcquisitionBlock¦PhysiologyROISetup¦Background¦IsProtected #1' | 'false'
'Global Experiment¦AcquisitionBlock¦CorrelativeSetup¦HolderDocument¦Calibration¦Marker2¦Y #1' | 'NaN'
'Global Experiment¦AcquisitionBlock¦FocusSetup¦IsPeriodicStabilization #1' | 'false'
'Global HardwareSetting¦Configuration¦Device¦Id #29' | 'Autofocus'
'Global HardwareSetting¦ParameterCollection¦AutomaticTriggerControl.Label¦Status #1' | 'Valid'
'Global HardwareSetting¦Configuration¦Device¦Id #28' | 'SoftwareAutofocus'
'Global HardwareSetting¦Configuration¦Device¦Id #27' | 'MTBCamera_MTBSideportChanger_Left.HDCamC11440-42U'
'Global HardwareSetting¦Configuration¦Device¦Id #26' | 'MTBRLApoTomePhase'
'Global HardwareSetting¦ParameterCollection¦DefaultScalingUnit¦IsActivated #1' | 'true'
'Global HardwareSetting¦Configuration¦Device¦Id #25' | 'MTBRLApoTomeGridChanger'
'Global HardwareSetting¦Configuration¦Device¦Id #24' | 'MTBRLApoTomeFocus'
'Global HardwareSetting¦Configuration¦Device¦Id #23' | 'MTBHXPLamp'
'Global HardwareSetting¦Configuration¦Device¦Id #22' | 'MTBHXP120Shutter'
'Global HardwareSetting¦ParameterCollection¦AutoExposureFrame¦Status #1' | 'Valid'
'Global HardwareSetting¦Configuration¦Device¦Id #21' | 'MTBFocusStabilizer'
'Global Experiment¦AcquisitionBlock¦PhysiologyROISetup¦GraphicScale #1' | '0.25'
'Global HardwareSetting¦Configuration¦Device¦Id #20' | 'MTBTLShutter'
'Global Information¦Image¦Channel¦EmissionWavelength #1' | '572'
'Global HardwareSetting¦ParameterCollection¦DefaultScalingUnit #2' | 'µm'
'Global Experiment¦AcquisitionBlock¦MultiTrackSetup¦Track¦Channel¦FluorescenceDye¦ContrastTypes #6' | 'Unknown'
'Global HardwareSetting¦ParameterCollection¦DefaultScalingUnit #1' | 'µm'
'Global Experiment¦AcquisitionBlock¦MultiTrackSetup¦Track¦Channel¦FluorescenceDye¦ContrastTypes #5' | 'Unknown'
'Global Experiment¦AcquisitionBlock¦MultiTrackSetup¦Track¦Channel¦FluorescenceDye¦ContrastTypes #4' | 'Unknown'
'Global Experiment¦AcquisitionBlock¦MultiTrackSetup¦Track¦Channel¦FluorescenceDye¦ContrastTypes #3' | 'Unknown'
'Global Experiment¦AcquisitionBlock¦MultiTrackSetup¦Track¦Channel¦FluorescenceDye¦ContrastTypes #2' | 'Unknown'
'Global Experiment¦AcquisitionBlock¦MultiTrackSetup¦Track¦Channel¦FluorescenceDye¦ContrastTypes #1' | 'Unknown'
'Global HardwareSetting¦ParameterCollection¦DualCameraCalibration.GuiHint¦IsReadOnly #1' | 'true'
'Global HardwareSetting¦ParameterCollection¦TheoreticalTotalMagnification¦Status #3' | 'Valid'
'Global HardwareSetting¦ParameterCollection¦TheoreticalTotalMagnification¦Status #2' | 'Valid'
'Global HardwareSetting¦ParameterCollection¦TheoreticalTotalMagnification¦Status #1' | 'Valid'
'Global HardwareSetting¦ParameterCollection¦SnapShutter.GuiHint¦Status #1' | 'Valid'
'Global HardwareSetting¦ParameterCollection¦FrameRate.GuiHint¦Status #1' | 'Valid'
'Global HardwareSetting¦Configuration¦Device¦Id #19' | 'MTBTLHalogenLamp'
'Global Experiment¦AcquisitionBlock¦CPMTilesSetup¦IsActivated #1' | 'false'
'Global HardwareSetting¦Configuration¦Device¦Id #18' | 'MTBTLApertureStop'
'Global HardwareSetting¦Configuration¦Device¦Id #17' | 'MTBStageAxisY'
'Global HardwareSetting¦Configuration¦Device¦Id #16' | 'MTBStageAxisX'
'Global HardwareSetting¦Configuration¦Device¦Id #15' | 'MTBStage'
'Global HardwareSetting¦Configuration¦Device¦Id #14' | 'MTBSideportChanger'
'Global HardwareSetting¦ParameterCollection¦ExposureTime.Type #1' | 'DoubleType'
'Global HardwareSetting¦ParameterCollection¦IsLightManagerTemporary¦Status #1' | 'Valid'
'Global HardwareSetting¦Configuration¦Device¦Id #13' | 'MTBRLTLSwitch'
'Global HardwareSetting¦Configuration¦Device¦Id #12' | 'MTBRLShutter'
'Global HardwareSetting¦Configuration¦Device¦Id #11' | 'MTBReflectorChanger'
'Global HardwareSetting¦Configuration¦Device¦Id #10' | 'MTBOptovarChanger'
'Global HardwareSetting¦ParameterCollection¦Trigger.Type¦Status #1' | 'Valid'
'Global HardwareSetting¦ParameterCollection¦LiveImageFrame.Type #1' | 'RectType'
'Global HardwareSetting¦Configuration¦Device¦Id #09' | 'MTBObjectiveChanger'
'Global HardwareSetting¦Configuration¦Device¦Id #08' | 'MTBObject'
'Global HardwareSetting¦Configuration¦Device¦Id #07' | 'MTBMicroscopeManager'
'Global Experiment¦BeforeHardwareSetting #1' | 'Before Exp [DAPI]'
'Global HardwareSetting¦Configuration¦Device¦Id #06' | 'MTBFocus'
'Global HardwareSetting¦Configuration¦Device¦Id #05' | 'MTBFLAttenuator'
'Global HardwareSetting¦Configuration¦Device¦Id #04' | 'MTBEyePiece'
'Global HardwareSetting¦Configuration¦Device¦ApoTomeClickStopInfo¦ApoTomeClickStopInfo¦ApoTomeClickStopInfoElement¦Mag3 #2' | '250'
'Global HardwareSetting¦Configuration¦Device¦Id #03' | 'MTBCondenserContrastChanger'
'Global HardwareSetting¦Configuration¦Device¦ApoTomeClickStopInfo¦ApoTomeClickStopInfo¦ApoTomeClickStopInfoElement¦Mag3 #1' | '112'
'Global HardwareSetting¦Configuration¦Device¦Id #02' | 'MTBCameraAdapter_MTBSideportChanger_Left'
'Global HardwareSetting¦Configuration¦Device¦Id #01' | 'Microscope'
'Global Experiment¦AcquisitionBlock¦AcquisitionModeSetup¦Camera¦NoiseFilterThreshold #1' | '1.5'
'Global Experiment¦AutoSave¦CompressionMethod #1' | 'None'
'Global HardwareSetting¦ParameterCollection¦ShadingStrength.Type¦Status #1' | 'Valid'
'Global Experiment¦AutoSave¦SingleFileSaveDestinationFolder #1' | 'D:\Users\obanda310@gmail.com\Pictures'
'Global HardwareSetting¦ParameterCollection¦ShadingReferenceSource #1' | '1'
'Global HardwareSetting¦ParameterCollection¦CameraDisplayName.GuiHint #1' | 'GuiNone'
'Global HardwareSetting¦ParameterCollection¦ApoTomeGrid¦Status #1' | 'Valid'
'Global HardwareSetting¦ParameterCollection¦ImageFrame #1' | '0,0,512,512'
'Global Experiment¦AcquisitionBlock¦AcquisitionModeSetup¦Camera¦ExposureTime¦IsActivated #1' | 'true'
'Global HardwareSetting¦ParameterCollection¦ExposureDelay.Max¦Status #1' | 'Valid'
'Global Experiment¦AcquisitionBlock¦RegionsSetup¦SampleHolder¦Overlap #1' | '0.1'
'Global Experiment¦AcquisitionBlock¦MultiTrackSetup¦Track¦DirectDevice #11' | 'MTBHXPLamp'
'Global HardwareSetting¦ParameterCollection¦LiveImagePixelAccuracy #1' | '1.52587890625E-05'
'Global Experiment¦AcquisitionBlock¦MultiTrackSetup¦Track¦DirectDevice #10' | 'MTBHXPLamp'
'Global Experiment¦AcquisitionBlock¦MultiTrackSetup¦ZStackSetup¦ApoTomePhaseSetup¦IsActivated #1' | 'true'
'Global HardwareSetting¦Configuration¦Device¦Phase¦MaxMoveSpeed #1' | '1'
'Global HardwareSetting¦ParameterCollection¦SequenceCount.Mode¦IsReadOnly #1' | 'true'
'Global HardwareSetting¦ParameterCollection¦ShadingStrength.Type¦IsReadOnly #1' | 'true'
'Global HardwareSetting¦ParameterCollection¦ValidPixelMaximum.Type¦Status #1' | 'Valid'
'Global HardwareSetting¦ParameterCollection¦MinExposureTimeValidation.ListItems¦IsReadOnly #1' | 'true'
'Global HardwareSetting¦Configuration¦Device¦MaxDeviation #11' | '2.5'
'Global HardwareSetting¦Configuration¦Device¦MaxDeviation #10' | '2.5'
'Global HardwareSetting¦ParameterCollection¦AutofocusStrategyMode #1' | 'Software'
'Global HardwareSetting¦Configuration¦Device¦Reflector¦Name #4' | 'Cy 5'
'Global HardwareSetting¦Configuration¦Device¦Reflector¦Name #3' | '43 HE DsRed'
'Global HardwareSetting¦Configuration¦Device¦Reflector¦Name #2' | '38 HE Green Fluorescent Prot'
'Global HardwareSetting¦ParameterCollection¦ShadingUseBias¦Status #1' | 'Valid'
'Global HardwareSetting¦Configuration¦Device¦Reflector¦Name #1' | '49 DAPI'
'Global Experiment¦AcquisitionBlock¦ProcessingGraph¦Filter¦Name #1' | 'FileSink'
'Global Experiment¦AcquisitionBlock¦MultiTrackSetup¦Track¦DirectDevice #09' | 'MTBHXPLamp'
'Global Experiment¦AcquisitionBlock¦MultiTrackSetup¦Track¦DirectDevice #08' | 'Standard'
'Global Information¦Image¦Channel¦DyeId #1' | 'McNamara-Boswell-0838'
'Global Experiment¦AcquisitionBlock¦MultiTrackSetup¦Track¦DirectDevice #07' | 'Standard'
'Global Experiment¦AcquisitionBlock¦MultiTrackSetup¦Track¦DirectDevice #06' | 'Standard'
'Global Experiment¦AcquisitionBlock¦MultiTrackSetup¦Track¦DirectDevice #05' | 'Standard'
'Global Information¦Instrument¦Objective¦Immersion #1' | 'Water'
'Global Experiment¦AcquisitionBlock¦MultiTrackSetup¦Track¦DirectDevice #04' | 'Standard'
'Global Experiment¦AcquisitionBlock¦MultiTrackSetup¦Track¦DirectDevice #03' | 'MTBHXPLamp'
'Global Experiment¦AcquisitionBlock¦MultiTrackSetup¦Track¦DirectDevice #02' | 'MTBHXPLamp'
'Global Experiment¦AcquisitionBlock¦MultiTrackSetup¦Track¦DirectDevice #01' | 'MTBHXPLamp'
'Global HardwareSetting¦ParameterCollection¦ApplyCameraProfile.Default¦IsReadOnly #1' | 'true'
'Global HardwareSetting¦ParameterCollection¦AutoExposureFrame.GuiHint¦Status #1' | 'Valid'
'Global HardwareSetting¦Configuration¦Device¦MaxDeviation #09' | '2.5'
'Global HardwareSetting¦Configuration¦Device¦MaxDeviation #08' | '2.6052631578947367'
'Global HardwareSetting¦Configuration¦Device¦MaxDeviation #07' | '0.0059628543499511237'
'Global HardwareSetting¦Configuration¦Device¦MaxDeviation #06' | '0.00028785982478097627'
'Global HardwareSetting¦Configuration¦Device¦MaxDeviation #05' | '5.125'
'Global HardwareSetting¦Configuration¦Device¦MaxDeviation #04' | '5.125'
'Global HardwareSetting¦Configuration¦Device¦MaxDeviation #03' | '5.125'
'Global HardwareSetting¦Configuration¦Device¦CoordinateDirection #5' | '1'
'Global HardwareSetting¦ParameterCollection¦ValidBits.Type¦IsReadOnly #1' | 'true'
'Global HardwareSetting¦Configuration¦Device¦MaxDeviation #02' | '5.125'
'Global HardwareSetting¦Configuration¦Device¦CoordinateDirection #4' | '1'
'Global HardwareSetting¦Configuration¦Device¦MaxDeviation #01' | '0.005'
'Global HardwareSetting¦Configuration¦Device¦CoordinateDirection #3' | '1'
'Global HardwareSetting¦Configuration¦Device¦CoordinateDirection #2' | '1'
'Global Experiment¦AcquisitionBlock¦CPMTimeSeriesSetup¦Cycles #1' | '0'
'Global HardwareSetting¦Configuration¦Device¦CoordinateDirection #1' | '1'
'Global Experiment¦AcquisitionBlock¦AcquisitionModeSetup¦Camera¦SequenceCount¦Status #1' | 'Valid'
'Global HardwareSetting¦ParameterCollection¦AutoExposureFrame.Enabled¦IsReadOnly #1' | 'true'
'Global HardwareSetting¦ParameterCollection¦NoiseFilterThreshold.Type #1' | 'DoubleType'
'Global Experiment¦AcquisitionBlock¦RatioSetup¦SelectedRoiId #1' | '0'
'Global HardwareSetting¦ParameterCollection¦LiveImagePixelDistances #1' | '26,26'
'Global HardwareSetting¦ParameterCollection¦ApoTomeDepthInfo¦Status #1' | 'Valid'
'Global Experiment¦AcquisitionBlock¦ProcessingGraph¦IsActive #1' | 'true'
'Global HardwareSetting¦Configuration¦Device¦Phase¦MinPosition #1' | '1'
'Global Experiment¦AcquisitionBlock¦AcquisitionModeSetup¦Camera¦ContinuousAcquisitionMode¦Status #1' | 'Valid'
'Global HardwareSetting¦ParameterCollection¦AdjustFrameRate.Enabled¦Status #1' | 'Valid'
'Global HardwareSetting¦Configuration¦Device¦Reflector¦IsMounted #4' | 'true'
'Global HardwareSetting¦Configuration¦Device¦Reflector¦IsMounted #3' | 'true'
'Global HardwareSetting¦Configuration¦Device¦Reflector¦IsMounted #2' | 'true'
'Global HardwareSetting¦Configuration¦Device¦Reflector¦IsMounted #1' | 'true'
'Global HardwareSetting¦ParameterCollection¦ReadoutSpeed.Type #1' | 'IntegerType'
'Global HardwareSetting¦ParameterCollection¦ShadingReferenceSource.Mode¦IsReadOnly #1' | 'true'
'Global HardwareSetting¦ParameterCollection¦ShadingReference.Enabled¦Status #1' | 'Valid'
'Global HardwareSetting¦ParameterCollection¦InternalFrameRate.Enabled¦Status #1' | 'Valid'
'Global Experiment¦AcquisitionBlock¦RatioSetup¦AverageFrame #1' | '5'
'Global HardwareSetting¦ParameterCollection¦ContinuousAcquisitionMode.Type¦Status #1' | 'Valid'
'Global HardwareSetting¦Configuration¦Device¦ShutterState¦IsOpen #6' | 'true'
'Global HardwareSetting¦Configuration¦Device¦ShutterState¦IsOpen #5' | 'false'
'Global HardwareSetting¦Configuration¦Device¦ShutterState¦IsOpen #4' | 'true'
'Global HardwareSetting¦Configuration¦Device¦ShutterState¦IsOpen #3' | 'false'
'Global HardwareSetting¦Configuration¦Device¦ShutterState¦IsOpen #2' | 'true'
'Global HardwareSetting¦Configuration¦Device¦ShutterState¦IsOpen #1' | 'false'
'Global HardwareSetting¦ParameterCollection¦NoiseFilterThreshold.Type¦IsReadOnly #1' | 'true'
'Global HardwareSetting¦ParameterCollection¦IsInitialized¦Status #3' | 'Valid'
'Global HardwareSetting¦ParameterCollection¦IsInitialized¦Status #2' | 'Valid'
'Global HardwareSetting¦Configuration¦Device¦ShutterState¦Position #6' | '2'
'Global HardwareSetting¦ParameterCollection¦IsInitialized¦Status #1' | 'Valid'
'Global HardwareSetting¦Configuration¦Device¦ShutterState¦Position #5' | '1'
'Global HardwareSetting¦Configuration¦Device¦ShutterState¦Position #4' | '2'
'Global HardwareSetting¦Configuration¦Device¦ShutterState¦Position #3' | '1'
'Global HardwareSetting¦Configuration¦Device¦ShutterState¦Position #2' | '2'
'Global HardwareSetting¦Configuration¦Device¦ShutterState¦Position #1' | '1'
'Global HardwareSetting¦ParameterCollection¦Adjust.Increment¦Status #1' | 'Valid'
'Global HardwareSetting¦ParameterCollection¦CameraOrientation.ListItems #1' | '0¦Original¦Original,1¦Flip¦Flip Horizontally,2¦Reverse¦Flip Vertically,4¦Rotate¦Rotate 90 CW,7¦FlipReverseRotate¦Rotate 90 CCW,3¦FlipReverse¦Rotate 180,6¦ReverseRotate¦Mirror at +45 Diagonal,5¦FlipRotate¦Mirror at -45 Diagonal'
'Global HardwareSetting¦Configuration¦Device¦MaxContinualSpeed #5' | '25000'
'Global HardwareSetting¦ParameterCollection¦CameraIdentifier.DisplayOrder #1' | '-999'
'Global HardwareSetting¦Configuration¦Device¦MaxContinualSpeed #4' | '25000'
'Global HardwareSetting¦Configuration¦Device¦MaxContinualSpeed #3' | '25000'
'Global HardwareSetting¦Configuration¦Device¦MaxContinualSpeed #2' | '25000'
'Global HardwareSetting¦Configuration¦Device¦MaxContinualSpeed #1' | '6000'
'Global HardwareSetting¦ParameterCollection¦ShadingUseBias.Type #1' | 'BoolType'
'Global HardwareSetting¦ParameterCollection¦ExposureControl.GuiHint #1' | 'GuiCheckBox'
'Global HardwareSetting¦ParameterCollection¦FrameRateTarget.Default¦IsReadOnly #1' | 'true'
'Global HardwareSetting¦ParameterCollection¦FrameBundle.GuiHint #1' | 'GuiSlider'
'Global HardwareSetting¦ParameterCollection¦ConversionFactorCoeff.Mode¦IsReadOnly #1' | 'true'
'Global HardwareSetting¦ParameterCollection¦CameraOrientation.Type #1' | 'IntegerType'
'Global HardwareSetting¦ParameterCollection¦FrameBundle.Min¦IsReadOnly #1' | 'true'
'Global HardwareSetting¦ParameterCollection¦SequenceCount.Default¦IsReadOnly #1' | 'true'
'Global HardwareSetting¦Configuration¦Device¦Magnification #4' | '1.6'
'Global Experiment¦AcquisitionBlock¦AcquisitionModeSetup¦Camera¦ApplyCameraProfile #1' | 'false'
'Global HardwareSetting¦Configuration¦Device¦Magnification #3' | '1'
'Global HardwareSetting¦Configuration¦Device¦Magnification #2' | '10'
'Global HardwareSetting¦Configuration¦Device¦Magnification #1' | '1'
'Global HardwareSetting¦Configuration¦Device¦StageAxis¦IsDetector #2' | 'false'
'Global HardwareSetting¦Configuration¦Device¦StageAxis¦IsDetector #1' | 'false'
'Global HardwareSetting¦ParameterCollection¦CameraPixelAccuracy¦IsReadOnly #1' | 'true'
'Global HardwareSetting¦ParameterCollection¦TheoreticalTotalMagnification¦IsReadOnly #1' | 'true'
'Global HardwareSetting¦ParameterCollection¦ImageOrientation¦Status #1' | 'Valid'
'Global HardwareSetting¦Configuration¦Device¦DeviceRef¦Id #32' | 'ApoTomeProcessing'
'Global HardwareSetting¦Configuration¦Device¦DeviceRef¦Id #31' | 'ApoTome'
'Global HardwareSetting¦Configuration¦Device¦DeviceRef¦Id #30' | 'Autofocus'
'Global HardwareSetting¦ParameterCollection¦CameraDisplayName.GuiHint¦Status #1' | 'Valid'
'Global HardwareSetting¦ParameterCollection¦UnsharpMaskState¦Status #1' | 'Valid'
'Global Experiment¦AutoSave¦SingleFileSaveFormat #1' | 'JPG'
'Global HardwareSetting¦ParameterCollection¦FrameBundle.Label¦IsReadOnly #1' | 'true'
'Global HardwareSetting¦ParameterCollection¦ApoTomeImageNormalization¦Status #1' | 'Valid'
'Global HardwareSetting¦ParameterCollection¦ShadingUseBias.GuiHint¦IsReadOnly #1' | 'true'
'Global HardwareSetting¦Configuration¦Device¦DeviceRef¦Id #29' | 'SoftwareAutofocus'
'Global HardwareSetting¦Configuration¦Device¦DeviceRef¦Id #28' | 'MTBCamera_MTBSideportChanger_Left.HDCamC11440-42U'
'Global HardwareSetting¦Configuration¦Device¦DeviceRef¦Id #27' | 'Condenser'
'Global HardwareSetting¦Configuration¦Device¦DeviceRef¦Id #26' | 'MTBObject'
'Global HardwareSetting¦ParameterCollection¦LiveImagePixelType.Type¦Status #1' | 'Valid'
'Global HardwareSetting¦Configuration¦Device¦DeviceRef¦Id #25' | 'MTBRLApoTomePhase'
'Global HardwareSetting¦Configuration¦Device¦DeviceRef¦Id #24' | 'MTBRLApoTomeGridChanger'
'Global HardwareSetting¦Configuration¦Device¦DeviceRef¦Id #23' | 'MTBRLApoTomeFocus'
'Global Experiment¦AcquisitionBlock¦BleachingSetup¦IsActivated #1' | 'false'
'Global HardwareSetting¦Configuration¦Device¦DeviceRef¦Id #22' | 'MTBHXPLamp'
'Global HardwareSetting¦Configuration¦Device¦DeviceRef¦Id #21' | 'MTBHXP120Shutter'
'Global Experiment¦AcquisitionBlock¦CPMRegionsSetup¦SampleHolder¦GlobalInterpolationExpansionDegree #1' | '1'
'Global HardwareSetting¦Configuration¦Device¦DeviceRef¦Id #20' | 'MTBFocusStabilizer'
'Global HardwareSetting¦ParameterCollection¦Intensity¦Status #2' | 'Valid'
'Global HardwareSetting¦ParameterCollection¦SequenceCount.Type¦Status #1' | 'Valid'
'Global HardwareSetting¦ParameterCollection¦Intensity¦Status #1' | 'Valid'
'Global HardwareSetting¦ParameterCollection¦ContrastManagerMode¦Status #1' | 'Valid'
'Global HardwareSetting¦ParameterCollection¦TriggerMode.Enabled¦Status #1' | 'Valid'
'Global HardwareSetting¦ParameterCollection¦ExposureDelay.Default¦IsReadOnly #1' | 'true'
'Global HardwareSetting¦Configuration¦Device¦DeviceRef¦Id #19' | 'MTBTLShutter'
'Global HardwareSetting¦Configuration¦Device¦DeviceRef¦Id #18' | 'MTBTLHalogenLamp'
'Global Experiment¦AcquisitionBlock¦AcquisitionModeSetup¦Camera¦SequenceCount #1' | '0'
'Global HardwareSetting¦Configuration¦Device¦DeviceRef¦Id #17' | 'MTBTLApertureStop'
'Global HardwareSetting¦Configuration¦Device¦DeviceRef¦Id #16' | 'MTBStageAxisY'
'Global HardwareSetting¦Configuration¦Device¦DeviceRef¦Id #15' | 'MTBStageAxisX'
'Global HardwareSetting¦ParameterCollection¦Trigger.Enabled¦IsReadOnly #1' | 'true'
'Global HardwareSetting¦Configuration¦Device¦IsParcentralCorrectionAvailable #1' | 'true'
'Global HardwareSetting¦Configuration¦Device¦DeviceRef¦Id #14' | 'MTBStage'
'Global HardwareSetting¦ParameterCollection¦AutoExposureTimeIncrement.Default¦IsReadOnly #1' | 'true'
'Global HardwareSetting¦Configuration¦Device¦DeviceRef¦Id #13' | 'MTBSideportChanger'
'Global HardwareSetting¦Configuration¦Device¦DeviceRef¦Id #12' | 'MTBRLTLSwitch'
'Global HardwareSetting¦Configuration¦Device¦DeviceRef¦Id #11' | 'MTBRLShutter'
'Global HardwareSetting¦Configuration¦Device¦HasContinualAcceleration #5' | 'true'
'Global HardwareSetting¦Configuration¦Device¦DeviceRef¦Id #10' | 'MTBReflectorChanger'
'Global HardwareSetting¦Configuration¦Device¦HasContinualAcceleration #4' | 'true'
'Global HardwareSetting¦Configuration¦Device¦HasContinualAcceleration #3' | 'true'
'Global HardwareSetting¦Configuration¦Device¦HasHandwheelDeactivation #5' | 'true'
'Global HardwareSetting¦Configuration¦Device¦HasContinualAcceleration #2' | 'true'
'Global HardwareSetting¦Configuration¦Device¦HasHandwheelDeactivation #4' | 'true'
'Global HardwareSetting¦Configuration¦Device¦IsLaserSafetyAvailable #1' | 'false'
'Global HardwareSetting¦Configuration¦Device¦HasContinualAcceleration #1' | 'true'
'Global HardwareSetting¦Configuration¦Device¦HasHandwheelDeactivation #3' | 'true'
'Global HardwareSetting¦Configuration¦Device¦HasHandwheelDeactivation #2' | 'true'
'Global Experiment¦AcquisitionBlock¦AcquisitionModeSetup¦Camera¦ImageByteSize¦Status #1' | 'Valid'
'Global HardwareSetting¦Configuration¦Device¦HasHandwheelDeactivation #1' | 'true'
'Global HardwareSetting¦ParameterCollection¦ApplyCameraProfile¦Status #1' | 'Valid'
'Global Experiment¦AcquisitionBlock¦RegionsSetup¦SampleHolder¦StageContinualSpeed #1' | '1'
'Global HardwareSetting¦ParameterCollection¦IsCondenserFocusing¦Status #1' | 'Valid'
'Global Experiment¦AcquisitionBlock¦FocusMapSetup¦SharpnessMeasureSet¦Aggregator #1' | 'RootMeanSquare'
'Global HardwareSetting¦Configuration¦Device¦DeviceRef¦Id #09' | 'MTBOptovarChanger'
'Global HardwareSetting¦Configuration¦Device¦Reflector¦Model #4' | ''
'Global HardwareSetting¦Configuration¦Device¦DeviceRef¦Id #08' | 'MTBObjectiveChanger'
'Global HardwareSetting¦Configuration¦Device¦Reflector¦Model #3' | ''
'Global HardwareSetting¦Configuration¦Device¦DeviceRef¦Id #07' | 'MTBObject'
'Global HardwareSetting¦ParameterCollection¦FrameRate.DisplayOrder¦Status #1' | 'Valid'
'Global Experiment¦AcquisitionBlock¦CPMRegionsSetup¦SampleHolder¦LocalInterpolationExpansionDegree #1' | '1'
'Global HardwareSetting¦Configuration¦Device¦Reflector¦Model #2' | ''
'Global HardwareSetting¦Configuration¦Device¦DeviceRef¦Id #06' | 'MTBMicroscopeManager'
'Global HardwareSetting¦Configuration¦Device¦Reflector¦Model #1' | ''
'Global HardwareSetting¦Configuration¦Device¦DeviceRef¦Id #05' | 'MTBFocus'
'Global HardwareSetting¦Configuration¦Device¦DeviceRef¦Id #04' | 'MTBFLAttenuator'
'Global HardwareSetting¦Configuration¦Device¦DeviceRef¦Id #03' | 'MTBEyePiece'
'Global HardwareSetting¦Configuration¦Device¦DeviceRef¦Id #02' | 'MTBCondenserContrastChanger'
'Global HardwareSetting¦Configuration¦Device¦DeviceRef¦Id #01' | 'MTBCameraAdapter_MTBSideportChanger_Left'
'Global HardwareSetting¦Configuration¦Device¦Reflector¦WavelengthArea¦ExcitationHigh #3' | '562'
'Global HardwareSetting¦Configuration¦Device¦Reflector¦WavelengthArea¦ExcitationHigh #2' | '490'
'Global HardwareSetting¦Configuration¦Device¦Reflector¦WavelengthArea¦ExcitationHigh #1' | '383'
'Global Experiment¦AcquisitionBlock¦CorrelativeSetup¦HolderDocument¦Delta1To2¦X #1' | '0'
'Global HardwareSetting¦ParameterCollection¦Period¦Status #1' | 'Valid'
'Global HardwareSetting¦ParameterCollection¦LiveValidBits.Type #1' | 'IntegerType'
'Global HardwareSetting¦ParameterCollection¦InternalFrameRate.Label¦Status #1' | 'Valid'
'Global HardwareSetting¦ParameterCollection¦Adjust.Default #1' | '1'
'Global HardwareSetting¦ParameterCollection¦LiveImageFrame¦Status #1' | 'Valid'
'Global HardwareSetting¦ParameterCollection¦ShadingReferenceSource.GuiHint #1' | 'GuiComboBox'
'Global Experiment¦AcquisitionBlock¦TimeSeriesSetup¦Interval¦TimeSpan¦Value #1' | '0'
'Global HardwareSetting¦ParameterCollection¦ExposureTime.Min¦IsReadOnly #1' | 'true'
'Global Experiment¦AcquisitionBlock¦LineScanSetup¦IsBrightfield #1' | 'false'
'Global HardwareSetting¦ParameterCollection¦Period #1' | '10'
'Global HardwareSetting¦ParameterCollection¦ImageByteSize.Type¦Status #1' | 'Valid'
'Global HardwareSetting¦Configuration¦Device¦Grid2 #1' | 'OD'
'Global HardwareSetting¦ParameterCollection¦IsStabilizingPeriodically¦Status #1' | 'Valid'
'Global Experiment¦AcquisitionBlock¦CorrelativeSetup¦HolderDocument¦IsReadOnly #1' | 'false'
'Global HardwareSetting¦ParameterCollection¦BinningList.Enabled¦IsReadOnly #1' | 'true'
'Global Experiment¦AcquisitionBlock¦RegionsSetup¦SampleHolder¦StageReferencePoint #1' | '0,0'
'Global HardwareSetting¦ParameterCollection¦InternalTriggerMinExposure.Label #1' | 'Acquire¦Min. Exposure Int. Trigger'
'Global Experiment¦AcquisitionBlock¦FocusMapSetup¦ScanFrameRate #1' | '0'
'Global HardwareSetting¦ParameterCollection¦AutofocusStrategyMode¦Status #1' | 'Valid'
'Global Experiment¦AcquisitionBlock¦AcquisitionModeSetup¦Camera¦ImageFrame¦Status #1' | 'Valid'
'Global HardwareSetting¦ParameterCollection¦FrameRateTarget.Max¦IsReadOnly #1' | 'true'
'Global HardwareSetting¦ParameterCollection¦ImageFrame¦IsReadOnly #1' | 'true'
'Global HardwareSetting¦ParameterCollection¦ApplyImageOrientation¦Status #1' | 'Valid'
'Global HardwareSetting¦ParameterCollection¦Frame.Default¦Status #1' | 'Valid'
'Global HardwareSetting¦ParameterCollection¦UnsharpMaskState.Default¦IsReadOnly #1' | 'true'
'Global HardwareSetting¦ParameterCollection¦AdjustFrameRate.GuiHint¦IsReadOnly #1' | 'true'
'Global HardwareSetting¦ParameterCollection¦ImagePixelDistances #1' | '26,26'
'Global HardwareSetting¦ParameterCollection¦CameraDisplayName.Type #1' | 'StringType'
'Global HardwareSetting¦ParameterCollection¦CameraPixelMinimum¦IsReadOnly #1' | 'true'
'Global Experiment¦AutoSave¦ConvertTo8Bit #1' | 'false'
'Global HardwareSetting¦Configuration¦Device¦GridChanger¦ChangerElement¦Type #3' | 'GridPattern'
'Global HardwareSetting¦Configuration¦Device¦GridChanger¦ChangerElement¦Type #2' | 'GridPattern'
'Global HardwareSetting¦Configuration¦Device¦GridChanger¦ChangerElement¦Type #1' | 'GridPattern'
'Global HardwareSetting¦ParameterCollection¦CameraDisplayName.Mode¦Status #1' | 'Valid'
'Global Experiment¦AcquisitionBlock¦ProcessingGraph¦Filter¦IsActive #1' | 'true'
'Global HardwareSetting¦ParameterCollection¦AdjustFrameRate.DisplayOrder #1' | '200'
'Global HardwareSetting¦ParameterCollection¦ApoTomeStatus #1' | 'Calibrated'
'Global Experiment¦AcquisitionBlock¦MultiTrackSetup¦Track¦Channel¦FluorescenceDye¦IlluminationType #6' | 'Fluorescence'
'Global Experiment¦AcquisitionBlock¦TimeSeriesSetup¦IsActivated #1' | 'false'
'Global Experiment¦AcquisitionBlock¦MultiTrackSetup¦Track¦Channel¦FluorescenceDye¦IlluminationType #5' | 'Fluorescence'
'Global Experiment¦AcquisitionBlock¦MultiTrackSetup¦Track¦Channel¦FluorescenceDye¦IlluminationType #4' | 'Fluorescence'
'Global HardwareSetting¦ParameterCollection¦LiveFrame.Type¦IsReadOnly #1' | 'true'
'Global Experiment¦AcquisitionBlock¦MultiTrackSetup¦Track¦Channel¦FluorescenceDye¦IlluminationType #3' | 'Fluorescence'
'Global Experiment¦AcquisitionBlock¦MultiTrackSetup¦Track¦Channel¦FluorescenceDye¦IlluminationType #2' | 'Fluorescence'
'Global HardwareSetting¦ParameterCollection¦ShadingUseBias.Mode¦Status #1' | 'Valid'
'Global Experiment¦AcquisitionBlock¦MultiTrackSetup¦Track¦Channel¦FluorescenceDye¦IlluminationType #1' | 'Fluorescence'
'Global Experiment¦AcquisitionBlock¦MultiTrackSetup¦Track¦BeforeHardwareSetting #11' | 'Before [DsRed]23'
'Global Experiment¦AcquisitionBlock¦PhysiologyROISetup¦Background¦Usage #1' | 'BackgroundRois'
'Global Experiment¦AcquisitionBlock¦MultiTrackSetup¦Track¦BeforeHardwareSetting #10' | 'Before [DsRed]22'
'Global HardwareSetting¦Configuration¦Device¦Phase¦Name #1' | 'ApoTome Phase'
'Global Experiment¦AcquisitionBlock¦ProcessingGraph¦Filter¦FullTypeName #1' | 'Zeiss.Micro.Acquisition.Processing.CziFileSinkFilter'
'Global HardwareSetting¦ParameterCollection¦BlackReference¦Status #1' | 'Valid'
'Global HardwareSetting¦ParameterCollection¦IsParcentralCorrection #1' | 'false'
'Global Experiment¦AcquisitionBlock¦MultiTrackSetup¦Track¦BeforeHardwareSetting #09' | 'Before [DsRed]2'
'Global HardwareSetting¦ParameterCollection¦IsInitialized #3' | 'true'
'Global HardwareSetting¦Configuration¦Device¦GridChanger¦UniqueName #1' | 'ApoTome.GridChanger'
'Global Experiment¦AcquisitionBlock¦MultiTrackSetup¦Track¦BeforeHardwareSetting #08' | 'Before [PhaCo]2'
'Global HardwareSetting¦ParameterCollection¦IsInitialized #2' | 'true'
'Global Experiment¦AcquisitionBlock¦MultiTrackSetup¦Track¦BeforeHardwareSetting #07' | 'Before [Dic]_2'
'Global HardwareSetting¦ParameterCollection¦IsInitialized #1' | 'false'
'Global Experiment¦AcquisitionBlock¦MultiTrackSetup¦Track¦BeforeHardwareSetting #06' | 'Before [Dic]'
'Global Experiment¦AcquisitionBlock¦MultiTrackSetup¦Track¦BeforeHardwareSetting #05' | 'Before [PhaCo]'
'Global Experiment¦AcquisitionBlock¦MultiTrackSetup¦Track¦BeforeHardwareSetting #04' | 'Before [Brigh]'
'Global HardwareSetting¦Configuration¦Device¦IsAutomaticCalibrationSupported #5' | 'true'
'Global Experiment¦AcquisitionBlock¦MultiTrackSetup¦Track¦BeforeHardwareSetting #03' | 'Before [DsRed]'
'Global HardwareSetting¦Configuration¦Device¦IsAutomaticCalibrationSupported #4' | 'true'
'Global Experiment¦AcquisitionBlock¦MultiTrackSetup¦Track¦BeforeHardwareSetting #02' | 'Before [EGFP]'
'Global HardwareSetting¦Configuration¦Device¦IsAutomaticCalibrationSupported #3' | 'true'
'Global Experiment¦AcquisitionBlock¦MultiTrackSetup¦Track¦BeforeHardwareSetting #01' | 'Before [DAPI]'
'Global HardwareSetting¦Configuration¦Device¦IsAutomaticCalibrationSupported #2' | 'true'
'Global HardwareSetting¦Configuration¦Device¦IsAutomaticCalibrationSupported #1' | 'true'
'Global HardwareSetting¦ParameterCollection¦MeasurementPosition¦Status #3' | 'Valid'
'Global HardwareSetting¦ParameterCollection¦Trigger.Default¦IsReadOnly #1' | 'true'
'Global HardwareSetting¦ParameterCollection¦MeasurementPosition¦Status #2' | 'Valid'
'Global HardwareSetting¦ParameterCollection¦MeasurementPosition¦Status #1' | 'Valid'
'Global HardwareSetting¦Configuration¦Device¦ChangerElement¦LinesPerMM #3' | '35'
'Global HardwareSetting¦ParameterCollection¦ImageOrientation.ListItems¦IsReadOnly #1' | 'true'
'Global HardwareSetting¦Configuration¦Device¦ChangerElement¦LinesPerMM #2' | '17.5'
'Global HardwareSetting¦ParameterCollection¦FrameRate #1' | '18.4'
'Global HardwareSetting¦ParameterCollection¦TriggerMode.Type #1' | 'IntegerType'
'Global HardwareSetting¦ParameterCollection¦ExposureTime.Type¦Status #1' | 'Valid'
'Global HardwareSetting¦Configuration¦Device¦ChangerElement¦LinesPerMM #1' | '10'
'Global Experiment¦AcquisitionBlock¦MultiTrackSetup¦ZStackSetup¦IsActivated #1' | 'true'
'Global Experiment¦AcquisitionBlock¦FocusSetup¦FocusStrategy¦TimeSeriesIntervalInfo¦IsMainIntervalEnabled #1' | 'true'
'Global HardwareSetting¦Configuration¦Device¦Objective¦NumericalAperture #6' | '0.4'
'Global Experiment¦AcquisitionBlock¦FocusSetup¦FocusStrategy¦IsUpdatePositionedRegionsToClientEnabled #1' | 'false'
'Global HardwareSetting¦Configuration¦Device¦Objective¦NumericalAperture #5' | '1.2'
'Global HardwareSetting¦Configuration¦Device¦Objective¦NumericalAperture #4' | '1.4'
'Global HardwareSetting¦ParameterCollection¦DefectPixelCorrection¦Status #1' | 'Valid'
'Global HardwareSetting¦Configuration¦Device¦Objective¦NumericalAperture #3' | '1.3'
'Global HardwareSetting¦Configuration¦Device¦Objective¦NumericalAperture #2' | '0.8'
'Global HardwareSetting¦Configuration¦Device¦Objective¦NumericalAperture #1' | '0.3'
'Global HardwareSetting¦ParameterCollection¦ReadoutSpeed.Label¦IsReadOnly #1' | 'true'
'Global HardwareSetting¦ParameterCollection¦FrameRateTarget.GuiHint #1' | 'GuiSlider'
'Global Experiment¦AcquisitionBlock¦TimeSeriesSetup¦IsInteractive #1' | 'true'
'Global Experiment¦AcquisitionBlock¦RatioSetup¦RatioMethod #1' | 'SingleWavelength'
'Global Experiment¦AcquisitionBlock¦ProcessingGraph¦FullTypeName #1' | 'Zeiss.Micro.Acquisition.Processing.ProcessingGraph'
'Global HardwareSetting¦ParameterCollection¦LiveValidBits #1' | '16'
'Global Experiment¦AcquisitionBlock¦AcquisitionModeSetup¦Camera¦AdjustFrameRate¦Status #1' | 'Valid'
'Global Experiment¦ImageName #1' | 'D:\Users\obanda310@gmail.com\Pictures\temp\Experiment-102.czi'
'Global HardwareSetting¦ParameterCollection¦ExposureDelay.Max¦IsReadOnly #1' | 'true'
'Global HardwareSetting¦Configuration¦Device¦MinMoveSpeed #9' | '1'
'Global HardwareSetting¦Configuration¦Device¦MinMoveSpeed #8' | '1'
'Global HardwareSetting¦Configuration¦Device¦MinMoveSpeed #7' | '1'
'Global HardwareSetting¦Configuration¦Device¦MinMoveSpeed #6' | '1'
'Global HardwareSetting¦Configuration¦Device¦MinMoveSpeed #5' | '0.001'
'Global HardwareSetting¦ParameterCollection¦ExposureDelay.Type¦Status #1' | 'Valid'
'Global HardwareSetting¦Configuration¦Device¦MinMoveSpeed #4' | '0.001'
'Global HardwareSetting¦ParameterCollection¦ShadingStrength #1' | '1'
'Global HardwareSetting¦Configuration¦Device¦MinMoveSpeed #3' | '0.001'
'Global HardwareSetting¦ParameterCollection¦ShadingReference.Default #1' | 'false'
'Global HardwareSetting¦Configuration¦Device¦MinMoveSpeed #2' | '0.001'
'Global HardwareSetting¦Configuration¦Device¦MinMoveSpeed #1' | '0.062'
'Global Experiment¦AcquisitionBlock¦FocusSetup¦FocusStrategy¦UseZPositionFromTilesSetup #1' | 'false'
'Global HardwareSetting¦ParameterCollection¦IsLoadWorkCoupling #1' | 'false'
'Global HardwareSetting¦ParameterCollection¦ApoTomeWobbleSpeed #1' | '9'
'Global HardwareSetting¦Configuration¦Device¦FieldOfView #1' | '23'
'Global HardwareSetting¦ParameterCollection¦ConversionFactorCoeff.GuiHint #1' | 'GuiTextBox'
'Global HardwareSetting¦ParameterCollection¦UnsharpMask.GuiHint¦Status #1' | 'Valid'
'Global HardwareSetting¦ParameterCollection¦CameraPixelDistances.Type¦IsReadOnly #1' | 'true'
'Global Information¦Image¦SizeX #1' | '512'
'Global Experiment¦AcquisitionBlock¦MultiTrackSetup¦Track¦Channel¦InstanceId #11' | '635893473673246248'
'Global Experiment¦AcquisitionBlock¦MultiTrackSetup¦Track¦Channel¦InstanceId #10' | '635893473673246248'
'Global HardwareSetting¦ParameterCollection¦ShadingReferenceSource¦Status #1' | 'Valid'
'Global HardwareSetting¦ParameterCollection¦SequenceCount.GuiHint¦Status #1' | 'Valid'
'Global Experiment¦AcquisitionBlock¦MultiTrackSetup¦Track¦Channel¦DataGrabberSetup¦CameraFrameSetup¦ShadingReference¦IsActivated #11' | 'true'
'Global Experiment¦AcquisitionBlock¦MultiTrackSetup¦Track¦Channel¦DataGrabberSetup¦CameraFrameSetup¦ShadingReference¦IsActivated #10' | 'true'
'Global HardwareSetting¦ParameterCollection¦LiveShutter #1' | 'true'
'Global Experiment¦AutoSave¦IsActivated #1' | 'false'
'Global Experiment¦AcquisitionBlock¦CPMRegionsSetup¦SampleHolder¦MoveToLoadPositionBetweenShapes #1' | 'false'
'Global Experiment¦AcquisitionBlock¦BleachingSetup¦HasStartIndex #1' | 'false'
'Global Experiment¦AcquisitionBlock¦MultiTrackSetup¦Track¦Channel¦InstanceId #09' | '635893473673246248'
'Global Experiment¦AcquisitionBlock¦MultiTrackSetup¦Track¦Channel¦InstanceId #08' | '635893482625677834'
'Global Information¦Image¦Channel¦Intensity #1' | '47.89 %'
'Global Experiment¦AcquisitionBlock¦MultiTrackSetup¦Track¦Channel¦InstanceId #07' | '635893482096207546'
'Global Experiment¦AcquisitionBlock¦MultiTrackSetup¦Track¦Channel¦InstanceId #06' | '635893473748000531'
'Global HardwareSetting¦ParameterCollection¦NoiseFilterThreshold.Enabled¦Status #1' | 'Valid'
'Global Experiment¦AcquisitionBlock¦MultiTrackSetup¦Track¦Channel¦InstanceId #05' | '635893482625677834'
'Global Experiment¦AcquisitionBlock¦MultiTrackSetup¦Track¦Channel¦InstanceId #04' | '635893473728079388'
'Global Experiment¦AcquisitionBlock¦MultiTrackSetup¦Track¦Channel¦InstanceId #03' | '635893473673246248'
'Global Experiment¦AcquisitionBlock¦MultiTrackSetup¦Track¦Channel¦DataGrabberSetup¦CameraFrameSetup¦ShadingReference¦IsActivated #09' | 'true'
'Global HardwareSetting¦ParameterCollection¦ShadingReferenceSource.GuiHint¦IsReadOnly #1' | 'true'
'Global Experiment¦AcquisitionBlock¦MultiTrackSetup¦Track¦Channel¦InstanceId #02' | '635893473625313502'
'Global Experiment¦AcquisitionBlock¦MultiTrackSetup¦Track¦Channel¦DataGrabberSetup¦CameraFrameSetup¦ShadingReference¦IsActivated #08' | 'true'
'Global Experiment¦AcquisitionBlock¦MultiTrackSetup¦Track¦Channel¦InstanceId #01' | '635893473563339953'
'Global Experiment¦AcquisitionBlock¦MultiTrackSetup¦Track¦Channel¦DataGrabberSetup¦CameraFrameSetup¦ShadingReference¦IsActivated #07' | 'true'
'Global Experiment¦AcquisitionBlock¦MultiTrackSetup¦Track¦Channel¦DataGrabberSetup¦CameraFrameSetup¦ShadingReference¦IsActivated #06' | 'true'
'Global Experiment¦AcquisitionBlock¦MultiTrackSetup¦Track¦Channel¦DataGrabberSetup¦CameraFrameSetup¦ShadingReference¦IsActivated #05' | 'true'
'Global Experiment¦HardwareSettingsPool¦HardwareSetting¦ParameterCollection¦PositionName¦IsActivated #28' | 'true'
'Global Experiment¦AcquisitionBlock¦MultiTrackSetup¦Track¦Channel¦DataGrabberSetup¦CameraFrameSetup¦ShadingReference¦IsActivated #04' | 'true'
'Global Experiment¦HardwareSettingsPool¦HardwareSetting¦ParameterCollection¦PositionName¦IsActivated #27' | 'true'
'Global Experiment¦AcquisitionBlock¦MultiTrackSetup¦Track¦Channel¦DataGrabberSetup¦CameraFrameSetup¦ShadingReference¦IsActivated #03' | 'true'
'Global HardwareSetting¦ParameterCollection¦DualCameraCalibrationId.Type #1' | 'StringType'
'Global Experiment¦HardwareSettingsPool¦HardwareSetting¦ParameterCollection¦PositionName¦IsActivated #26' | 'true'
'Global Experiment¦AcquisitionBlock¦MultiTrackSetup¦Track¦Channel¦DataGrabberSetup¦CameraFrameSetup¦ShadingReference¦IsActivated #02' | 'true'
'Global Experiment¦HardwareSettingsPool¦HardwareSetting¦ParameterCollection¦PositionName¦IsActivated #25' | 'true'
'Global Experiment¦AcquisitionBlock¦MultiTrackSetup¦Track¦Channel¦DataGrabberSetup¦CameraFrameSetup¦ShadingReference¦IsActivated #01' | 'true'
'Global HardwareSetting¦ParameterCollection¦Trigger.GuiHint¦Status #1' | 'Valid'
'Global Experiment¦HardwareSettingsPool¦HardwareSetting¦ParameterCollection¦PositionName¦IsActivated #24' | 'true'
'Global Experiment¦HardwareSettingsPool¦HardwareSetting¦ParameterCollection¦PositionName¦IsActivated #23' | 'true'
'Global Experiment¦HardwareSettingsPool¦HardwareSetting¦ParameterCollection¦PositionName¦IsActivated #22' | 'true'
'Global Experiment¦AcquisitionBlock¦MultiTrackSetup¦ZStackSetup¦Interval¦Distance¦Value #1' | '1E-06'
'Global Experiment¦HardwareSettingsPool¦HardwareSetting¦ParameterCollection¦PositionName¦IsActivated #21' | 'true'
'Global HardwareSetting¦ParameterCollection¦AutomaticTriggerControl #1' | 'true'
'Global Experiment¦HardwareSettingsPool¦HardwareSetting¦ParameterCollection¦PositionName¦IsActivated #20' | 'true'
'Global HardwareSetting¦ParameterCollection¦ContrastManagerContrastMethod¦Status #1' | 'Valid'
'Global Experiment¦AcquisitionBlock¦RegionsSetup¦SampleHolder¦LocalInterpolationExpansionDegree #1' | '1'
'Global HardwareSetting¦ParameterCollection¦ReferenceImageCount.Max #1' | '5'
'Global HardwareSetting¦ParameterCollection¦ExposureDelay.GuiHint #1' | 'GuiNone'
'Global HardwareSetting¦ParameterCollection¦InternalFrameRate.Default¦IsReadOnly #1' | 'true'
'Global Experiment¦HardwareSettingsPool¦HardwareSetting¦ParameterCollection¦PositionName¦IsActivated #19' | 'true'
'Global Experiment¦AcquisitionBlock¦MultiTrackSetup¦Track¦Channel¦FluorescenceDye¦Color #6' | '#FFFF8100'
'Global HardwareSetting¦ParameterCollection¦Trigger #1' | 'false'
'Global HardwareSetting¦ParameterCollection¦LiveImageFrame.Max¦IsReadOnly #1' | 'true'
'Global Experiment¦HardwareSettingsPool¦HardwareSetting¦ParameterCollection¦PositionName¦IsActivated #18' | 'true'
'Global Experiment¦AcquisitionBlock¦BleachingSetup¦BleachingComponentId #1' | 'MTBAOTF2'
'Global Experiment¦AcquisitionBlock¦MultiTrackSetup¦Track¦Channel¦FluorescenceDye¦Color #5' | '#FFFF8100'
'Global Experiment¦HardwareSettingsPool¦HardwareSetting¦ParameterCollection¦PositionName¦IsActivated #17' | 'true'
'Global HardwareSetting¦ParameterCollection¦ImageOrientation.Type #1' | 'IntegerType'
'Global Experiment¦AcquisitionBlock¦MultiTrackSetup¦Track¦Channel¦FluorescenceDye¦Color #4' | '#FFFF8100'
'Global Experiment¦HardwareSettingsPool¦HardwareSetting¦ParameterCollection¦PositionName¦IsActivated #16' | 'true'
'Global Experiment¦AcquisitionBlock¦MultiTrackSetup¦Track¦Channel¦FluorescenceDye¦Color #3' | '#FFFF8100'
'Global Experiment¦HardwareSettingsPool¦HardwareSetting¦ParameterCollection¦PositionName¦IsActivated #15' | 'true'
'Global Experiment¦AcquisitionBlock¦MultiTrackSetup¦Track¦Channel¦FluorescenceDye¦Color #2' | '#FF00FF5B'
'Global Experiment¦HardwareSettingsPool¦HardwareSetting¦ParameterCollection¦PositionName¦IsActivated #14' | 'true'
'Global Experiment¦AcquisitionBlock¦MultiTrackSetup¦Track¦Channel¦FluorescenceDye¦Color #1' | '#FF00A0FF'
'Global Experiment¦HardwareSettingsPool¦HardwareSetting¦ParameterCollection¦PositionName¦IsActivated #13' | 'true'
'Global Experiment¦HardwareSettingsPool¦HardwareSetting¦ParameterCollection¦PositionName¦IsActivated #12' | 'true'
'Global Experiment¦HardwareSettingsPool¦HardwareSetting¦ParameterCollection¦PositionName¦IsActivated #11' | 'true'
'Global Experiment¦HardwareSettingsPool¦HardwareSetting¦ParameterCollection¦PositionName¦IsActivated #10' | 'true'
'Global HardwareSetting¦ParameterCollection¦CameraIdentifier¦Status #1' | 'Valid'
'Global Experiment¦AcquisitionBlock¦RegionsSetup¦SampleHolder¦TileRegionCoveringMode #1' | 'AlignedToLocalTileRegion'
'Global Experiment¦HardwareSettingsPool¦HardwareSetting¦ParameterCollection¦PositionName¦IsActivated #09' | 'true'
'Global Experiment¦HardwareSettingsPool¦HardwareSetting¦ParameterCollection¦PositionName¦IsActivated #08' | 'true'
'Global Experiment¦HardwareSettingsPool¦HardwareSetting¦ParameterCollection¦PositionName¦IsActivated #07' | 'true'
'Global Experiment¦HardwareSettingsPool¦HardwareSetting¦ParameterCollection¦PositionName¦IsActivated #06' | 'true'
'Global Experiment¦HardwareSettingsPool¦HardwareSetting¦ParameterCollection¦PositionName¦IsActivated #05' | 'true'
'Global Experiment¦HardwareSettingsPool¦HardwareSetting¦ParameterCollection¦PositionName¦IsActivated #04' | 'true'
'Global Experiment¦HardwareSettingsPool¦HardwareSetting¦ParameterCollection¦PositionName¦IsActivated #03' | 'true'
'Global Experiment¦HardwareSettingsPool¦HardwareSetting¦ParameterCollection¦PositionName¦IsActivated #02' | 'true'
'Global Experiment¦HardwareSettingsPool¦HardwareSetting¦ParameterCollection¦PositionName¦IsActivated #01' | 'true'
'Global HardwareSetting¦ParameterCollection¦Deviation¦Status #1' | 'Valid'
'Global HardwareSetting¦ParameterCollection¦LiveImagePixelAccuracy.Type¦IsReadOnly #1' | 'true'
'Global HardwareSetting¦Configuration¦Device¦GridChanger¦ChangerElement¦Name #3' | 'Grid 3'
'Global HardwareSetting¦Configuration¦Device¦Phase¦MaxPosition #1' | '4096'
'Global HardwareSetting¦Configuration¦Device¦GridChanger¦ChangerElement¦Name #2' | 'Grid 2'
'Global HardwareSetting¦ParameterCollection¦TotalMagnification #2' | '40'
'Global HardwareSetting¦Configuration¦Device¦GridChanger¦ChangerElement¦Name #1' | 'Grid 1'
'Global HardwareSetting¦ParameterCollection¦TotalMagnification #1' | '40'
'Global HardwareSetting¦ParameterCollection¦DefectPixelCorrection.GuiHint¦IsReadOnly #1' | 'true'
'Global Experiment¦AcquisitionBlock¦FocusSetup¦FocusStrategy¦TimeSeriesIntervalInfo¦IsSubIntervalEnabled #1' | 'false'
'Global HardwareSetting¦Configuration¦Device¦Focus¦IsEmitter #1' | 'false'
'Global HardwareSetting¦ParameterCollection¦DualCameraCalibration.Default¦Status #1' | 'Valid'
'Global HardwareSetting¦Configuration¦Device¦Phase¦IsBrokenReason #1' | ''
'Global Experiment¦AcquisitionBlock¦RegionsSetup¦SampleHolder¦GlobalInterpolationExpansionDegree #1' | '1'
'Global HardwareSetting¦ParameterCollection¦ImageOrientation.Default¦Status #1' | 'Valid'
'Global Experiment¦AcquisitionBlock¦CPMRegionsSetup¦SampleHolder¦StageContinualSpeed #1' | '1'
'Global HardwareSetting¦ParameterCollection¦ApoTomePhasePosition #1' | '0'
'Global Experiment¦AcquisitionBlock¦CPMRegionsSetup¦SampleHolder¦UseStageBacklashCorrection #1' | 'false'
'Global HardwareSetting¦ParameterCollection¦ImagePixelType.Type¦IsReadOnly #1' | 'true'
'Global Experiment¦AcquisitionBlock¦ProcessingGraph¦Filter¦IsUpdateEnabled #1' | 'false'
'Global HardwareSetting¦ParameterCollection¦NoiseFilterThreshold.Increment¦Status #1' | 'Valid'
'Global Experiment¦AcquisitionBlock¦MultiTrackSetup¦Track¦Channel¦DataGrabberSetup¦CameraFrameSetup¦ShadingReferenceSource¦IsActivated #11' | 'true'
'Global Experiment¦AcquisitionBlock¦MultiTrackSetup¦Track¦Channel¦DataGrabberSetup¦CameraFrameSetup¦ShadingReferenceSource¦IsActivated #10' | 'true'
'Global HardwareSetting¦ParameterCollection¦ImageByteSize.Type #1' | 'IntegerType'
'Global Experiment¦HardwareSettingsPool¦HardwareSetting¦ParameterCollection¦LampMode¦IsActivated #9' | 'true'
'Global Information¦Processing¦SIM¦ProcessingMode #1' | 'Sectioned'
'Global Experiment¦HardwareSettingsPool¦HardwareSetting¦ParameterCollection¦LampMode¦IsActivated #8' | 'true'
'Global Experiment¦HardwareSettingsPool¦HardwareSetting¦ParameterCollection¦LampMode¦IsActivated #7' | 'true'
'Global Experiment¦HardwareSettingsPool¦HardwareSetting¦ParameterCollection¦LampMode¦IsActivated #6' | 'true'
'Global Experiment¦HardwareSettingsPool¦HardwareSetting¦ParameterCollection¦LampMode¦IsActivated #5' | 'true'
'Global Experiment¦HardwareSettingsPool¦HardwareSetting¦ParameterCollection¦LampMode¦IsActivated #4' | 'true'
'Global HardwareSetting¦ParameterCollection¦DualCameraCalibrationId.Type¦IsReadOnly #1' | 'true'
'Global Experiment¦HardwareSettingsPool¦HardwareSetting¦ParameterCollection¦LampMode¦IsActivated #3' | 'true'
'Global Experiment¦HardwareSettingsPool¦HardwareSetting¦ParameterCollection¦LampMode¦IsActivated #2' | 'true'
'Global Experiment¦HardwareSettingsPool¦HardwareSetting¦ParameterCollection¦LampMode¦IsActivated #1' | 'true'
'Global HardwareSetting¦ParameterCollection¦ReferenceImageCount.Max¦IsReadOnly #1' | 'true'
'Global HardwareSetting¦ParameterCollection¦CameraPixelMinimum #1' | '0'
'Global Experiment¦AcquisitionBlock¦MultiTrackSetup¦Track¦Channel¦DataGrabberSetup¦CameraFrameSetup¦ShadingReferenceSource¦IsActivated #09' | 'true'
'Global Experiment¦AcquisitionBlock¦MultiTrackSetup¦Track¦Channel¦DataGrabberSetup¦CameraFrameSetup¦ShadingReferenceSource¦IsActivated #08' | 'true'
'Global Experiment¦AcquisitionBlock¦AcquisitionModeSetup¦Camera¦LiveShutter #1' | 'true'
'Global Experiment¦AcquisitionBlock¦MultiTrackSetup¦Track¦Channel¦DataGrabberSetup¦CameraFrameSetup¦ShadingReferenceSource¦IsActivated #07' | 'true'
'Global HardwareSetting¦ParameterCollection¦FrameBundle.Type¦Status #1' | 'Valid'
'Global Experiment¦AcquisitionBlock¦MultiTrackSetup¦Track¦Channel¦DataGrabberSetup¦CameraFrameSetup¦ShadingReferenceSource¦IsActivated #06' | 'true'
'Global Experiment¦AcquisitionBlock¦MultiTrackSetup¦Track¦Channel¦DataGrabberSetup¦CameraFrameSetup¦ShadingReferenceSource¦IsActivated #05' | 'true'
'Global Experiment¦AcquisitionBlock¦MultiTrackSetup¦Track¦Channel¦DataGrabberSetup¦CameraFrameSetup¦ShadingReferenceSource¦IsActivated #04' | 'true'
'Global Experiment¦AcquisitionBlock¦MultiTrackSetup¦Track¦Channel¦DataGrabberSetup¦CameraFrameSetup¦ShadingReferenceSource¦IsActivated #03' | 'true'
'Global Experiment¦AcquisitionBlock¦MultiTrackSetup¦Track¦Channel¦DataGrabberSetup¦CameraFrameSetup¦ShadingReferenceSource¦IsActivated #02' | 'true'
'Global Experiment¦AcquisitionBlock¦MultiTrackSetup¦Track¦Channel¦DataGrabberSetup¦CameraFrameSetup¦ShadingReferenceSource¦IsActivated #01' | 'true'
'Global Experiment¦AcquisitionBlock¦FocusSetup¦InitialDirection #1' | '1'
'Global HardwareSetting¦ParameterCollection¦TriggerMode.Label¦Status #1' | 'Valid'
'Global HardwareSetting¦ParameterCollection¦IsRunning #2' | 'false'
'Global HardwareSetting¦ParameterCollection¦ImagePixelDistances¦IsReadOnly #1' | 'true'
'Global HardwareSetting¦ParameterCollection¦IsRunning #1' | 'false'
'Global Experiment¦AcquisitionBlock¦MultiTrackSetup¦ZStackSetup¦Offset #1' | '0'
'Global Information¦Instrument¦TubeLens¦Id #1' | 'TubeLens:1'
'Global Experiment¦AcquisitionBlock¦RatioSetup¦Color #1' | '#00FFFFFF'
'Global HardwareSetting¦ParameterCollection¦FrameBundle.Min #1' | '1'
'Global Experiment¦AcquisitionBlock¦CorrelativeSetup¦HolderDocument¦Calibration¦Marker2¦Z #1' | 'NaN'
'Global HardwareSetting¦ParameterCollection¦ExposureControl.Default¦IsReadOnly #1' | 'true'
'Global HardwareSetting¦ParameterCollection¦InternalFrameRate #1' | '0'
'Global Information¦Document¦CreationDate #1' | '2016-04-04T12:33:28.9000783-04:00'
'Global Experiment¦AcquisitionBlock¦MultiTrackSetup¦Track¦Channel¦DataGrabberSetup¦CameraFrameSetup¦Adjust¦IsActivated #11' | 'true'
'Global HardwareSetting¦ParameterCollection¦Frame #1' | '0,0,2048,2048'
'Global Experiment¦AcquisitionBlock¦MultiTrackSetup¦Track¦Channel¦DataGrabberSetup¦CameraFrameSetup¦Adjust¦IsActivated #10' | 'true'
'Global Experiment¦AcquisitionBlock¦MultiTrackSetup¦Track¦Channel¦FluorescenceDye¦ContrastMethods #6' | 'ReflectedLightFluorescence'
'Global Experiment¦AcquisitionBlock¦FocusSetup¦FocusStrategy¦IsFocussingOnAllTracks #1' | 'false'
'Global Experiment¦AcquisitionBlock¦MultiTrackSetup¦Track¦Channel¦FluorescenceDye¦ContrastMethods #5' | 'ReflectedLightFluorescence'
'Global Experiment¦AcquisitionBlock¦RegionsSetup¦IsActivated #1' | 'false'
'Global Experiment¦AcquisitionBlock¦MultiTrackSetup¦Track¦Channel¦FluorescenceDye¦ContrastMethods #4' | 'ReflectedLightFluorescence'
'Global Experiment¦AcquisitionBlock¦MultiTrackSetup¦Track¦Channel¦FluorescenceDye¦ContrastMethods #3' | 'ReflectedLightFluorescence'
'Global HardwareSetting¦ParameterCollection¦MinExposureTimeValidation.Label¦IsReadOnly #1' | 'true'
'Global Experiment¦AcquisitionBlock¦MultiTrackSetup¦Track¦Channel¦FluorescenceDye¦ContrastMethods #2' | 'ReflectedLightFluorescence'
'Global Experiment¦AcquisitionBlock¦MultiTrackSetup¦Track¦Channel¦DataGrabberSetup¦CameraFrameSetup¦ShadingReferenceSource #11' | '1'
'Global Experiment¦AcquisitionBlock¦MultiTrackSetup¦Track¦Channel¦FluorescenceDye¦ContrastMethods #1' | 'ReflectedLightFluorescence'
'Global Experiment¦AcquisitionBlock¦MultiTrackSetup¦Track¦Channel¦DataGrabberSetup¦CameraFrameSetup¦ShadingReferenceSource #10' | '1'
'Global HardwareSetting¦ParameterCollection¦LampMode¦Status #2' | 'Valid'
'Global HardwareSetting¦ParameterCollection¦LampMode¦Status #1' | 'Valid'
'Global HardwareSetting¦ParameterCollection¦InternalTriggerMinExposure.Default¦IsReadOnly #1' | 'true'
'Global Information¦Image¦Z¦Interval¦Increment #1' | '1'
'Global HardwareSetting¦ParameterCollection¦LiveShutter.Type¦IsReadOnly #1' | 'true'
'Global HardwareSetting¦ParameterCollection¦IsCalibrated #2' | 'false'
'Global HardwareSetting¦ParameterCollection¦IsCalibrated #1' | 'true'
'Global Experiment¦AcquisitionBlock¦MultiTrackSetup¦ZStackSetup¦IsCenterMode #1' | 'true'
'Global Experiment¦AcquisitionBlock¦MultiTrackSetup¦Track¦Channel¦DataGrabberSetup¦CameraFrameSetup¦Adjust¦IsActivated #09' | 'true'
'Global Scaling¦Distance¦Id #3' | 'Z'
'Global Experiment¦AcquisitionBlock¦MultiTrackSetup¦Track¦Channel¦DataGrabberSetup¦CameraFrameSetup¦Adjust¦IsActivated #08' | 'true'
'Global Scaling¦Distance¦Id #2' | 'Y'
'Global Experiment¦AcquisitionBlock¦MultiTrackSetup¦Track¦Channel¦DataGrabberSetup¦CameraFrameSetup¦Adjust¦IsActivated #07' | 'true'
'Global Scaling¦Distance¦Id #1' | 'X'
'Global Experiment¦AcquisitionBlock¦MultiTrackSetup¦Track¦Channel¦DataGrabberSetup¦CameraFrameSetup¦Adjust¦IsActivated #06' | 'true'
'Global Experiment¦AcquisitionBlock¦MultiTrackSetup¦Track¦Channel¦DataGrabberSetup¦CameraFrameSetup¦Adjust¦IsActivated #05' | 'true'
'Global Experiment¦AcquisitionBlock¦MultiTrackSetup¦Track¦Channel¦DataGrabberSetup¦CameraFrameSetup¦Adjust¦IsActivated #04' | 'true'
'Global Experiment¦AcquisitionBlock¦MultiTrackSetup¦Track¦Channel¦DataGrabberSetup¦CameraFrameSetup¦ShadingReferenceSource #09' | '1'
'Global Experiment¦AcquisitionBlock¦MultiTrackSetup¦Track¦Channel¦DataGrabberSetup¦CameraFrameSetup¦Adjust¦IsActivated #03' | 'true'
'Global Experiment¦AcquisitionBlock¦MultiTrackSetup¦Track¦Channel¦DataGrabberSetup¦CameraFrameSetup¦ShadingReferenceSource #08' | '1'
'Global Experiment¦AcquisitionBlock¦MultiTrackSetup¦Track¦Channel¦DataGrabberSetup¦CameraFrameSetup¦Adjust¦IsActivated #02' | 'true'
'Global Experiment¦AcquisitionBlock¦MultiTrackSetup¦Track¦Channel¦DataGrabberSetup¦CameraFrameSetup¦ShadingReferenceSource #07' | '1'
'Global Experiment¦AcquisitionBlock¦MultiTrackSetup¦Track¦Channel¦DataGrabberSetup¦CameraFrameSetup¦Adjust¦IsActivated #01' | 'true'
'Global Experiment¦AcquisitionBlock¦MultiTrackSetup¦Track¦Channel¦DataGrabberSetup¦CameraFrameSetup¦ShadingReferenceSource #06' | '1'
'Global HardwareSetting¦ParameterCollection¦Frame.Enabled¦Status #1' | 'Valid'
'Global Experiment¦AcquisitionBlock¦MultiTrackSetup¦Track¦Channel¦DataGrabberSetup¦CameraFrameSetup¦ShadingReferenceSource #05' | '1'
'Global Experiment¦AcquisitionBlock¦MultiTrackSetup¦Track¦Channel¦DataGrabberSetup¦CameraFrameSetup¦ShadingReferenceSource #04' | '1'
'Global Experiment¦AcquisitionBlock¦MultiTrackSetup¦Track¦Channel¦DataGrabberSetup¦CameraFrameSetup¦ShadingReferenceSource #03' | '1'
'Global Experiment¦AcquisitionBlock¦PanoramaSetup¦IsActivated #1' | 'false'
'Global Experiment¦AcquisitionBlock¦MultiTrackSetup¦Track¦Channel¦DataGrabberSetup¦CameraFrameSetup¦ShadingReferenceSource #02' | '1'
'Global Experiment¦AcquisitionBlock¦MultiTrackSetup¦Track¦Channel¦DataGrabberSetup¦CameraFrameSetup¦ShadingReferenceSource #01' | '1'
'Global Experiment¦AcquisitionBlock¦FocusSetup¦AutofocusSpecimenType #1' | 'Reflective'
'Global HardwareSetting¦ParameterCollection¦ApplyCameraProfile.Default #1' | 'false'
'Global HardwareSetting¦Configuration¦Device¦Phase¦Id #1' | 'MTBRLApoTomePhase'
'Global HardwareSetting¦ParameterCollection¦FrameRate.Label #1' | 'Acquire¦Live Frame Rate'
'Global Experiment¦AcquisitionBlock¦RegionsSetup¦SampleHolder¦OnlineStitchingParameter¦ReferenceChannelId #1' | '0'
'Global HardwareSetting¦ParameterCollection¦CameraPixelType.Type¦IsReadOnly #1' | 'true'
'Global HardwareSetting¦Configuration¦Device¦GridChanger¦IsEmitter #1' | 'false'
'Global HardwareSetting¦ParameterCollection¦FrameRate.Label¦Status #1' | 'Valid'
'Global Experiment¦AcquisitionBlock¦FocusMapSetup¦StoreImageZstack #1' | 'false'
'Global Experiment¦AcquisitionBlock¦RegionsSetup¦SampleHolder¦FocusSurfaceOutlierThresholdSigma #1' | '2.75'
'Global Information¦Instrument¦Magnification #1' | '1'
'Global Experiment¦AcquisitionBlock¦AcquisitionModeSetup¦Camera¦ExposureTime #1' | '38.1'
'Global HardwareSetting¦ParameterCollection¦MinExposureTimeValidation.Label #1' | 'Acquire¦Min. Exposure validation'
'Global HardwareSetting¦ParameterCollection¦InternalTriggerMinExposure.Type¦IsReadOnly #1' | 'true'
'Global HardwareSetting¦ParameterCollection¦InternalFrameRate.Label #1' | 'Acquire¦Internal Frame interval'
'Global Information¦Image¦OriginalCompressionMethod #1' | 'Uncompressed'
'Global HardwareSetting¦ParameterCollection¦Frame.Default #1' | 'Empty'
'Global HardwareSetting¦Configuration¦Device¦ChangerElement¦Type #5' | 'GridPattern'
'Global HardwareSetting¦Configuration¦Device¦ChangerElement¦Type #4' | 'GridPattern'
'Global HardwareSetting¦Configuration¦Device¦ChangerElement¦Type #3' | 'GridPattern'
'Global HardwareSetting¦Configuration¦Device¦ChangerElement¦Type #2' | 'None'
'Global HardwareSetting¦Configuration¦Device¦ChangerElement¦Type #1' | 'None'
'Global Experiment¦AcquisitionBlock¦BleachingSetup¦HasRepetition #1' | 'false'
'Global HardwareSetting¦ParameterCollection¦ExposureDelay¦Status #1' | 'Valid'
'Global HardwareSetting¦ParameterCollection¦TriggerMode.Default #1' | '0'
'Global HardwareSetting¦ParameterCollection¦AutomaticTriggerControl.DisplayOrder #1' | '203'
'Global HardwareSetting¦ParameterCollection¦LiveValidBits¦Status #1' | 'Valid'
'Global HardwareSetting¦Configuration¦Device¦Focus¦IsDetector #1' | 'false'
'Global Experiment¦AcquisitionBlock¦FocusMapSetup¦SharpnessSearchMinimumSignalToBackgroundRatio #1' | '0'
'Global HardwareSetting¦ParameterCollection¦IsDazzleProtection¦Status #1' | 'Valid'
'Global Experiment¦HardwareSettingsPool¦HardwareSetting¦Name #24' | 'After [DsRed]23'
'Global Experiment¦HardwareSettingsPool¦HardwareSetting¦Name #23' | 'Before [DsRed]23'
'Global Experiment¦HardwareSettingsPool¦HardwareSetting¦Name #22' | 'After [DsRed]22'
'Global Experiment¦HardwareSettingsPool¦HardwareSetting¦Name #21' | 'Before [DsRed]22'
'Global Experiment¦HardwareSettingsPool¦HardwareSetting¦Name #20' | 'After [DsRed]2'
'Global HardwareSetting¦ParameterCollection¦LiveValidBits¦IsReadOnly #1' | 'true'
'Global HardwareSetting¦ParameterCollection¦DualCameraCalibration #1' | 'false'
'Global Experiment¦AutoSave¦DimensionsForSeparateFolders #1' | '-C;-T;-Z;-S'
'Global HardwareSetting¦ParameterCollection¦CameraOrientation¦IsReadOnly #1' | 'true'
'Global HardwareSetting¦Configuration¦Device¦Name #31' | 'ApoTomeProcessing'
'Global HardwareSetting¦Configuration¦Device¦Name #30' | 'ApoTome'
'Global HardwareSetting¦Configuration¦Device¦GridChanger¦IsAvailable #1' | 'true'
'Global HardwareSetting¦ParameterCollection¦BinningList.Default #1' | '0'
'Global Experiment¦HardwareSettingsPool¦HardwareSetting¦Name #19' | 'Before [DsRed]2'
'Global Experiment¦HardwareSettingsPool¦HardwareSetting¦Name #18' | 'After [PhaCo]2'
'Global Experiment¦AcquisitionBlock¦CPMRegionsSetup¦SampleHolder¦FocusSurfaceOutlierExpansionDegree #1' | '1'
'Global HardwareSetting¦ParameterCollection¦CameraIdentifier.GuiHint #1' | 'GuiTextBox'
'Global Experiment¦HardwareSettingsPool¦HardwareSetting¦Name #17' | 'Before [PhaCo]2'
'Global Experiment¦HardwareSettingsPool¦HardwareSetting¦Name #16' | 'After [PhaCo]'
'Global Experiment¦HardwareSettingsPool¦HardwareSetting¦Name #15' | 'Before [PhaCo]'
'Global Experiment¦HardwareSettingsPool¦HardwareSetting¦Name #14' | 'After [Dic]_2'
'Global Experiment¦HardwareSettingsPool¦HardwareSetting¦Name #13' | 'Before [Dic]_2'
'Global Experiment¦HardwareSettingsPool¦HardwareSetting¦Name #12' | 'After [Dic]'
'Global HardwareSetting¦ParameterCollection¦SnapShutter.GuiHint #1' | 'GuiCheckBox'
'Global Experiment¦HardwareSettingsPool¦HardwareSetting¦Name #11' | 'Before [Dic]'
'Global Experiment¦HardwareSettingsPool¦HardwareSetting¦Name #10' | 'After [Brigh]'
'Global HardwareSetting¦ParameterCollection¦DefaultScalingUnit¦IsReadOnly #1' | 'true'
'Global HardwareSetting¦Configuration¦Device¦Name #29' | 'Autofocus'
'Global HardwareSetting¦Configuration¦Device¦Name #28' | 'SoftwareAutofocus'
'Global HardwareSetting¦ParameterCollection¦ConversionFactorCoeff.Type¦Status #1' | 'Valid'
'Global HardwareSetting¦Configuration¦Device¦Name #27' | 'Flash'
'Global HardwareSetting¦Configuration¦Device¦Name #26' | 'ApoTome Phase'
'Global HardwareSetting¦Configuration¦Device¦Name #25' | 'ApoTome Grid Changer'
'Global Experiment¦AcquisitionBlock¦RatioSetup¦IsRatioCalculationEnabled #1' | 'true'
'Global HardwareSetting¦Configuration¦Device¦Name #24' | 'ApoTome Focus'
'Global HardwareSetting¦ParameterCollection¦LiveShutter.Enabled #1' | 'false'
'Global HardwareSetting¦Configuration¦Device¦Name #23' | 'HXP 120 V'
'Global Experiment¦AcquisitionBlock¦ProcessingGraph¦Filter¦JpegXrQualityLevel #1' | '100'
'Global HardwareSetting¦Configuration¦Device¦Name #22' | 'HXP 120 V Shutter'
'Global HardwareSetting¦Configuration¦Device¦Name #21' | 'Definite Focus'
'Global HardwareSetting¦ParameterCollection¦Frame.Enabled #1' | 'true'
'Global HardwareSetting¦Configuration¦Device¦Name #20' | 'TL Motorized Shutter'
'Global HardwareSetting¦Configuration¦Device¦RLTLSwitchState¦Model #2' | ''
'Global HardwareSetting¦Configuration¦Device¦RLTLSwitchState¦Model #1' | ''
'Global Experiment¦BlockExecutionOrder #1' | '1'
'Global HardwareSetting¦Configuration¦Device¦UniqueName #31' | 'ApoTomeProcessing'
'Global Experiment¦AcquisitionBlock¦AcquisitionModeSetup¦Camera¦Id #1' | 'MTBCamera_MTBSideportChanger_Left.HDCamC11440-42U'
'Global HardwareSetting¦Configuration¦Device¦UniqueName #30' | 'ApoTome'
'Global HardwareSetting¦Configuration¦Device¦MaxMoveSpeed #9' | '1'
'Global HardwareSetting¦ParameterCollection¦CameraBias.Type¦IsReadOnly #1' | 'true'
'Global Experiment¦HardwareSettingsPool¦HardwareSetting¦Name #09' | 'Before [Brigh]'
'Global HardwareSetting¦Configuration¦Device¦MaxMoveSpeed #8' | '1'
'Global Experiment¦HardwareSettingsPool¦HardwareSetting¦Name #08' | 'After [DsRed]'
'Global HardwareSetting¦Configuration¦Device¦MaxMoveSpeed #7' | '1'
'Global Experiment¦HardwareSettingsPool¦HardwareSetting¦Name #07' | 'Before [DsRed]'
'Global HardwareSetting¦Configuration¦Device¦MaxMoveSpeed #6' | '1'
'Global Experiment¦AcquisitionBlock¦MultiTrackSetup¦Track¦Channel¦DataGrabberSetup¦CameraFrameSetup¦AutoExposure¦IsActivated #11' | 'true'
'Global Experiment¦HardwareSettingsPool¦HardwareSetting¦Name #06' | 'After [EGFP]'
'Global HardwareSetting¦Configuration¦Device¦MaxMoveSpeed #5' | '25000'
'Global Experiment¦AcquisitionBlock¦MultiTrackSetup¦Track¦Channel¦DataGrabberSetup¦CameraFrameSetup¦AutoExposure¦IsActivated #10' | 'true'
'Global HardwareSetting¦ParameterCollection¦ReferenceImageCount.Default¦Status #1' | 'Valid'
'Global Experiment¦HardwareSettingsPool¦HardwareSetting¦Name #05' | 'Before [EGFP]'
'Global HardwareSetting¦Configuration¦Device¦MaxMoveSpeed #4' | '25000'
'Global Experiment¦HardwareSettingsPool¦HardwareSetting¦Name #04' | 'After Exp [DAPI]'
'Global HardwareSetting¦Configuration¦Device¦MaxMoveSpeed #3' | '25000'
'Global HardwareSetting¦ParameterCollection¦NoiseFilter.GuiHint #1' | 'GuiCheckBox'
'Global Experiment¦HardwareSettingsPool¦HardwareSetting¦Name #03' | 'Before Exp [DAPI]'
'Global HardwareSetting¦Configuration¦Device¦MaxMoveSpeed #2' | '25000'
'Global Experiment¦AcquisitionBlock¦AcquisitionModeSetup¦Camera¦FrameRateTarget #1' | '30'
'Global Experiment¦HardwareSettingsPool¦HardwareSetting¦Name #02' | 'After [DAPI]'
'Global HardwareSetting¦Configuration¦Device¦MaxMoveSpeed #1' | '6000'
'Global Experiment¦HardwareSettingsPool¦HardwareSetting¦Name #01' | 'Before [DAPI]'
'Global Experiment¦AcquisitionBlock¦MultiTrackSetup¦Track¦Channel¦ContrastMethod¦ShortName #5' | 'PhaCo'
'Global Experiment¦AcquisitionBlock¦MultiTrackSetup¦Track¦Channel¦ContrastMethod¦ShortName #4' | 'Dic'
'Global Experiment¦AcquisitionBlock¦MultiTrackSetup¦Track¦Channel¦ContrastMethod¦ShortName #3' | 'Dic'
'Global Experiment¦AcquisitionBlock¦MultiTrackSetup¦Track¦Channel¦ContrastMethod¦ShortName #2' | 'PhaCo'
'Global HardwareSetting¦Configuration¦Device¦Name #19' | 'TL Halogen Lamp'
'Global Experiment¦AcquisitionBlock¦MultiTrackSetup¦Track¦Channel¦ContrastMethod¦ShortName #1' | 'Brigh'
'Global HardwareSetting¦Configuration¦Device¦Mirror¦Position #3' | '3'
'Global HardwareSetting¦Configuration¦Device¦Name #18' | 'Motorized Condenser Aperture'
'Global HardwareSetting¦Configuration¦Device¦Mirror¦Position #2' | '2'
'Global HardwareSetting¦Configuration¦Device¦Name #17' | 'y-Axis'
'Global HardwareSetting¦Configuration¦Device¦Mirror¦Position #1' | '1'
'Global HardwareSetting¦Configuration¦Device¦Name #16' | 'x-Axis'
'Global HardwareSetting¦Configuration¦Device¦Name #15' | 'Motorized Stage (SMC2009)'
'Global HardwareSetting¦Configuration¦Device¦Name #14' | '3x Motorized Sideport Turret'
'Global HardwareSetting¦Configuration¦Device¦Name #13' | 'RL/TL Switch'
'Global HardwareSetting¦Configuration¦Device¦Name #12' | 'RL Motorized Shutter'
'Global HardwareSetting¦Configuration¦Device¦Name #11' | '6x Motorized Reflector Changer'
'Global HardwareSetting¦ParameterCollection¦InternalFrameRate.Default #1' | '0.066878796847235'
'Global HardwareSetting¦Configuration¦Device¦UniqueName #29' | 'Autofocus'
'Global HardwareSetting¦Configuration¦Device¦Name #10' | '3x Motorized Optovar Turret'
'Global HardwareSetting¦Configuration¦Device¦UniqueName #28' | 'SoftwareAutofocus'
'Global HardwareSetting¦Configuration¦Device¦UniqueName #27' | 'HDCamC11440-42U_SSN 000632'
'Global HardwareSetting¦ParameterCollection¦Adjust.GuiHint¦IsReadOnly #1' | 'true'
'Global HardwareSetting¦Configuration¦Device¦UniqueName #26' | 'ApoTome.Phase'
'Global HardwareSetting¦Configuration¦Device¦UniqueName #25' | 'ApoTome.GridChanger'
'Global Experiment¦AcquisitionBlock¦MultiTrackSetup¦Track¦Channel¦DataGrabberSetup¦CameraFrameSetup¦AutoExposure¦IsActivated #09' | 'true'
'Global HardwareSetting¦Configuration¦Device¦UniqueName #24' | 'ApoTome.Focus'
'Global HardwareSetting¦Configuration¦Device¦Reflector¦WavelengthArea¦ExcitationLow #3' | '538'
'Global Experiment¦AcquisitionBlock¦MultiTrackSetup¦Track¦Channel¦DataGrabberSetup¦CameraFrameSetup¦AutoExposure¦IsActivated #08' | 'true'
'Global HardwareSetting¦Configuration¦Device¦UniqueName #23' | 'Lamp.HXP120V'
'Global HardwareSetting¦Configuration¦Device¦Reflector¦WavelengthArea¦ExcitationLow #2' | '450'
'Global Experiment¦AcquisitionBlock¦MultiTrackSetup¦Track¦Channel¦DataGrabberSetup¦CameraFrameSetup¦AutoExposure¦IsActivated #07' | 'true'
'Global HardwareSetting¦Configuration¦Device¦UniqueName #22' | 'HXP120V.Shutter'
'Global HardwareSetting¦Configuration¦Device¦Reflector¦WavelengthArea¦ExcitationLow #1' | '335'
'Global Experiment¦AcquisitionBlock¦MultiTrackSetup¦Track¦Channel¦DataGrabberSetup¦CameraFrameSetup¦AutoExposure¦IsActivated #06' | 'true'
'Global HardwareSetting¦Configuration¦Device¦UniqueName #21' | 'FocusStabilizer'
'Global Experiment¦AcquisitionBlock¦MultiTrackSetup¦Track¦Channel¦DataGrabberSetup¦CameraFrameSetup¦AutoExposure¦IsActivated #05' | 'true'
'Global HardwareSetting¦Configuration¦Device¦UniqueName #20' | 'Aquila.TL_Shutter_mot'
'Global Experiment¦AcquisitionBlock¦MultiTrackSetup¦Track¦Channel¦DataGrabberSetup¦CameraFrameSetup¦AutoExposure¦IsActivated #04' | 'true'
'Global Experiment¦AcquisitionBlock¦MultiTrackSetup¦Track¦Channel¦DataGrabberSetup¦CameraFrameSetup¦AutoExposure¦IsActivated #03' | 'true'
'Global Experiment¦AcquisitionBlock¦MultiTrackSetup¦Track¦Channel¦DataGrabberSetup¦CameraFrameSetup¦AutoExposure¦IsActivated #02' | 'true'
'Global Experiment¦AcquisitionBlock¦MultiTrackSetup¦Track¦Channel¦DataGrabberSetup¦CameraFrameSetup¦AutoExposure¦IsActivated #01' | 'true'
'Global HardwareSetting¦Configuration¦Device¦MaxContinualAcceleration #5' | '500000'
'Global HardwareSetting¦Configuration¦Device¦MaxContinualAcceleration #4' | '500000'
'Global Scaling¦Distance¦DefaultUnitFormat #3' | 'µm'
'Global HardwareSetting¦Configuration¦Device¦MaxContinualAcceleration #3' | '500000'
'Global Scaling¦Distance¦DefaultUnitFormat #2' | 'µm'
'Global HardwareSetting¦ParameterCollection¦CameraPixelType¦Status #1' | 'Valid'
'Global HardwareSetting¦Configuration¦Device¦MaxContinualAcceleration #2' | '500000'
'Global Experiment¦AcquisitionBlock¦FocusSetup¦FocusStrategy¦TilesIntervalInfo¦IsMainIntervalEnabled #1' | 'true'
'Global Scaling¦Distance¦DefaultUnitFormat #1' | 'µm'
'Global HardwareSetting¦Configuration¦Device¦MaxContinualAcceleration #1' | '10000'
'Global HardwareSetting¦ParameterCollection¦ConversionFactorOffset.Enabled¦IsReadOnly #1' | 'true'
'Global Information¦Instrument¦LightSource¦Id #1' | 'LightSource:1'
'Global HardwareSetting¦Configuration¦Device¦Name #09' | '6x Motorized Nosepiece'
'Global HardwareSetting¦ParameterCollection¦AutoExposure.Type¦Status #1' | 'Valid'
'Global HardwareSetting¦ParameterCollection¦ShadingReference.Type #1' | 'BoolType'
'Global HardwareSetting¦Configuration¦Device¦Name #08' | 'Object'
'Global HardwareSetting¦Configuration¦Device¦Name #07' | 'Microscope manager'
'Global HardwareSetting¦Configuration¦Device¦Name #06' | 'Motorized Focus'
'Global HardwareSetting¦Configuration¦Device¦TotalFieldOfView #1' | '0.575'
'Global HardwareSetting¦Configuration¦Device¦Name #05' | 'RL 6x Motorized FL Attenuator'
'Global HardwareSetting¦ParameterCollection¦CameraPixelAccuracy #1' | '0.00390625'
'Global HardwareSetting¦Configuration¦Device¦Name #04' | '10x Eyepiece SF23'
'Global HardwareSetting¦ParameterCollection¦ExposureDelay.Type #1' | 'DoubleType'
'Global HardwareSetting¦ParameterCollection¦InternalTriggerMinExposure¦IsReadOnly #1' | 'true'
'Global HardwareSetting¦Configuration¦Device¦Name #03' | 'Motorized Condenser'
'Global Experiment¦AcquisitionBlock¦RegionsSetup¦SampleHolder¦IsConstantTiles #1' | 'false'
'Global HardwareSetting¦Configuration¦Device¦Name #02' | '1x Camera Adapter'
'Global HardwareSetting¦Configuration¦Device¦Name #01' | 'Axio Observer.Z1'
'Global HardwareSetting¦Configuration¦Device¦UniqueName #19' | 'Aquila.TL_HalogenLamp'
'Global HardwareSetting¦ParameterCollection¦FrameBundle.Type¦IsReadOnly #1' | 'true'
'Global HardwareSetting¦Configuration¦Device¦UniqueName #18' | 'Aquila.Condenser_Aperture_mot'
'Global HardwareSetting¦Configuration¦Device¦UniqueName #17' | 'YAxis'
'Global HardwareSetting¦ParameterCollection¦ContinuousAcquisitionMode.Default¦Status #1' | 'Valid'
'Global HardwareSetting¦Configuration¦Device¦UniqueName #16' | 'XAxis'
'Global Experiment¦AcquisitionBlock¦FocusSetup¦FocusStrategy¦TilesIntervalInfo¦IsSubIntervalEnabled #1' | 'false'
'Global HardwareSetting¦Configuration¦Device¦UniqueName #15' | 'Stage.SMC2009_int'
'Global HardwareSetting¦Configuration¦Device¦UniqueName #14' | 'Aquila.SideportChanger_3xmot'
'Global HardwareSetting¦Configuration¦Device¦UniqueName #13' | 'Aquila.RLTLSwitch'
'Global HardwareSetting¦Configuration¦Device¦UniqueName #12' | 'Aquila.RL_Shutter_mot'
'Global HardwareSetting¦Configuration¦Device¦UniqueName #11' | 'Aquila.ReflectorChanger_6xmot'
'Global HardwareSetting¦Configuration¦Device¦UniqueName #10' | 'Aquila.TubelensChanger_3xmot'
'Global HardwareSetting¦ParameterCollection¦ExposureControl.Type¦Status #1' | 'Valid'
'Global HardwareSetting¦ParameterCollection¦Adjust.Min¦Status #1' | 'Valid'
'Global HardwareSetting¦ParameterCollection¦AutomaticTriggerControl.Label¦IsReadOnly #1' | 'true'
'Global HardwareSetting¦Configuration¦Device¦UniqueName #09' | 'Aquila.Nosepiece_6xmot'
'Global HardwareSetting¦Configuration¦Device¦UniqueName #08' | 'Object'
'Global HardwareSetting¦Configuration¦Device¦UniqueName #07' | 'Aquila.MicroscopeManager'
'Global HardwareSetting¦Configuration¦Device¦UniqueName #06' | 'Aquila.Focus_mot'
'Global HardwareSetting¦Configuration¦Device¦UniqueName #05' | 'Aquila.RL_FLAttenuator_mot'
'Global HardwareSetting¦ParameterCollection¦ImageDeliveryBufferCount.GuiHint #1' | 'GuiNone'
'Global HardwareSetting¦Configuration¦Device¦UniqueName #04' | 'Eyepiece.10x_23'
'Global HardwareSetting¦Configuration¦Device¦UniqueName #03' | 'Aquila.Condenser_mot'
'Global HardwareSetting¦Configuration¦Device¦UniqueName #02' | 'CameraAdapter.1xCSU'
'Global HardwareSetting¦Configuration¦Device¦UniqueName #01' | 'AquilaZ.Stand'
'Global HardwareSetting¦ParameterCollection¦InternalFrameRate.Type¦IsReadOnly #1' | 'true'
'Global HardwareSetting¦ParameterCollection¦Speed¦Status #6' | 'Valid'
'Global HardwareSetting¦ParameterCollection¦Speed¦Status #5' | 'Valid'
'Global HardwareSetting¦ParameterCollection¦Speed¦Status #4' | 'Valid'
'Global HardwareSetting¦ParameterCollection¦Speed¦Status #3' | 'Valid'
'Global HardwareSetting¦ParameterCollection¦Speed¦Status #2' | 'Valid'
'Global HardwareSetting¦ParameterCollection¦Speed¦Status #1' | 'Valid'
'Global Experiment¦AcquisitionBlock¦FocusSetup¦IsPausedDuringAcquisition #1' | 'true'
'Global HardwareSetting¦ParameterCollection¦UnsharpMask.Type #1' | 'BoolType'
'Global HardwareSetting¦ParameterCollection¦IsLoadWorkCoupling¦Status #1' | 'Valid'
'Global Experiment¦AcquisitionBlock¦AcquisitionModeSetup¦Camera¦Frame¦Status #1' | 'Valid'
'Global HardwareSetting¦Configuration¦Device¦GridChanger¦IsBrokenReason #1' | ''
'Global Information¦Image¦PixelType #1' | 'Gray16'
'Global HardwareSetting¦ParameterCollection¦NoiseFilter.Type¦IsReadOnly #1' | 'true'
'Global HardwareSetting¦ParameterCollection¦LiveShutter¦Status #1' | 'Valid'
'Global HardwareSetting¦ParameterCollection¦TriggerMode.Mode¦IsReadOnly #1' | 'true'
'Global HardwareSetting¦ParameterCollection¦CameraOrientation¦Status #1' | 'Valid'
'Global HardwareSetting¦ParameterCollection¦MinExposureTimeValidation¦Status #1' | 'Valid'
'Global Experiment¦AcquisitionBlock¦MultiTrackSetup¦Track¦ZStackMode #11' | 'Yes'
'Global Experiment¦AcquisitionBlock¦MultiTrackSetup¦Track¦ZStackMode #10' | 'Yes'
'Global Experiment¦ExperimentBlockIndex #1' | '0'
'Global Experiment¦AcquisitionBlock¦ProcessingGraph¦Filter¦BufferTime #1' | '10'
'Global HardwareSetting¦ParameterCollection¦DualCameraCalibration.Enabled¦Status #1' | 'Valid'
'Global HardwareSetting¦ParameterCollection¦CameraPixelMaximum¦IsReadOnly #1' | 'true'
'Global HardwareSetting¦ParameterCollection¦ImageOrientation.Enabled¦Status #1' | 'Valid'
'Global Experiment¦AcquisitionBlock¦TempSeriesSetup¦TemperatureStep #1' | '0'
'Global HardwareSetting¦ParameterCollection¦ImageDeliveryBufferCount¦Status #1' | 'Valid'
'Global Experiment¦AcquisitionBlock¦MultiTrackSetup¦Track¦ZStackMode #09' | 'Yes'
'Global HardwareSetting¦Configuration¦Device¦ChangerElement¦Name #5' | 'Grid 3'
'Global Experiment¦AcquisitionBlock¦MultiTrackSetup¦Track¦ZStackMode #08' | 'Yes'
'Global HardwareSetting¦Configuration¦Device¦ChangerElement¦Name #4' | 'Grid 2'
'Global Experiment¦AcquisitionBlock¦MultiTrackSetup¦Track¦ZStackMode #07' | 'Yes'
'Global HardwareSetting¦Configuration¦Device¦ChangerElement¦Name #3' | 'Grid 1'
'Global Experiment¦AcquisitionBlock¦MultiTrackSetup¦Track¦ZStackMode #06' | 'Yes'
'Global HardwareSetting¦Configuration¦Device¦ChangerElement¦Name #2' | 'none'
'Global Experiment¦AcquisitionBlock¦MultiTrackSetup¦Track¦ZStackMode #05' | 'Yes'
'Global HardwareSetting¦Configuration¦Device¦ChangerElement¦Name #1' | 'No Tubelens'
'Global Experiment¦AcquisitionBlock¦MultiTrackSetup¦Track¦ZStackMode #04' | 'Yes'
'Global HardwareSetting¦ParameterCollection¦CameraPixelMaximum.Type #1' | 'IntegerType'
'Global Experiment¦AcquisitionBlock¦RegionsSetup¦SampleHolder¦UseFocusBacklashCorrection #1' | 'false'
'Global Experiment¦AcquisitionBlock¦MultiTrackSetup¦Track¦ZStackMode #03' | 'Yes'
'Global Experiment¦AcquisitionBlock¦MultiTrackSetup¦Track¦ZStackMode #02' | 'Yes'
'Global Experiment¦AcquisitionBlock¦MultiTrackSetup¦Track¦ZStackMode #01' | 'Yes'
'Global Experiment¦AcquisitionBlock¦AcquisitionModeSetup¦Camera¦AutomaticTriggerControl¦Status #1' | 'Valid'
'Global Experiment¦AcquisitionBlock¦AcquisitionModeSetup¦Camera¦UnsharpMask¦Status #1' | 'Valid'
'Global Scaling¦AutoScaling¦CameraName #1' | 'Flash'
'Global HardwareSetting¦Configuration¦Device¦Contrast¦Id #7' | ''
'Global HardwareSetting¦Configuration¦Device¦Contrast¦Id #6' | ''
'Global HardwareSetting¦Configuration¦Device¦Contrast¦Id #5' | ''
'Global HardwareSetting¦ParameterCollection¦ShadingStrength.Mode¦Status #1' | 'Valid'
'Global HardwareSetting¦Configuration¦Device¦Contrast¦Id #4' | ''
'Global HardwareSetting¦ParameterCollection¦ShadingStrength.Max¦Status #1' | 'Valid'
'Global HardwareSetting¦Configuration¦Device¦Contrast¦Id #3' | ''
'Global HardwareSetting¦Configuration¦Device¦Contrast¦Id #2' | ''
'Global HardwareSetting¦Configuration¦Device¦ShutterState¦Id #6' | ''
'Global HardwareSetting¦Configuration¦Device¦Contrast¦Id #1' | ''
'Global HardwareSetting¦Configuration¦Device¦ShutterState¦Id #5' | ''
'Global HardwareSetting¦Configuration¦Device¦ShutterState¦Id #4' | ''
'Global HardwareSetting¦ParameterCollection¦ShadingStrength.Default¦Status #1' | 'Valid'
'Global HardwareSetting¦Configuration¦Device¦ShutterState¦Id #3' | ''
'Global HardwareSetting¦Configuration¦Device¦ShutterState¦Id #2' | ''
'Global HardwareSetting¦Configuration¦Device¦ShutterState¦Id #1' | ''
'Global HardwareSetting¦ParameterCollection¦ApoTomeSliderReady #1' | 'true'
'Global HardwareSetting¦ParameterCollection¦ApplyCameraProfile.Type #1' | 'BoolType'
'Global HardwareSetting¦ParameterCollection¦TriggerMode.ListItems #1' | '0¦Level Low¦Level Low,1¦Level High¦Level High,2¦Falling Edge¦Falling Edge,3¦Rising Edge¦Rising Edge'
'Global Information¦Instrument¦Objective¦LensNA #1' | '1.2'
'Global HardwareSetting¦Configuration¦Device¦Focus¦Model #1' | ''
'Global HardwareSetting¦ParameterCollection¦ShadingStrength.GuiHint¦IsReadOnly #1' | 'true'
'Global HardwareSetting¦ParameterCollection¦AdjustFrameRate¦Status #1' | 'Valid'
'Global Experiment¦AcquisitionBlock¦FocusSetup¦AutofocusRegion¦DX #1' | '1'
'Global Experiment¦AcquisitionBlock¦CorrelativeSetup¦HolderDocument¦Delta1To2¦Y #1' | '0'
'Global HardwareSetting¦ParameterCollection¦NoiseFilter.Enabled¦Status #1' | 'Valid'
'Global HardwareSetting¦ParameterCollection¦FrameBundle #1' | '2'
'Global HardwareSetting¦ParameterCollection¦SnapShutter¦Status #1' | 'Valid'
'Global HardwareSetting¦Configuration¦Device¦Objective¦ContrastMethods #6' | 'PH2, DIC2, BrightField, DarkField, RLBrightField, RLPol, TLPol'
'Global Experiment¦AcquisitionBlock¦TimeSeriesSetup¦Duration¦Cycles #1' | '1'
'Global Experiment¦AcquisitionBlock¦AcquisitionModeSetup¦Camera¦SequenceProgress #1' | 'true'
'Global HardwareSetting¦Configuration¦Device¦Objective¦ContrastMethods #5' | 'DIC3, BrightField, DarkField, RLBrightField, RLPol, TLPol'
'Global Scaling¦AutoScaling¦Optovar #1' | 'Aquila.Tubelens 1.0x'
'Global Experiment¦AcquisitionBlock¦LinkamRampSetup¦Limit #1' | '0'
'Global HardwareSetting¦Configuration¦Device¦Objective¦ContrastMethods #4' | 'DIC2, DIC3, BrightField, DarkField, RLBrightField, RLPol, TLPol'
'Global HardwareSetting¦Configuration¦Device¦Objective¦ContrastMethods #3' | 'DIC3, BrightField, DarkField, RLBrightField, RLPol, TLPol'
'Global HardwareSetting¦Configuration¦Device¦Objective¦ContrastMethods #2' | 'DIC2, BrightField, DarkField, RLBrightField, RLPol, TLPol'
'Global HardwareSetting¦Configuration¦Device¦Objective¦ContrastMethods #1' | 'PH1, DIC1, BrightField, DarkField, RLBrightField, RLPol, TLPol'
'Global Experiment¦AcquisitionBlock¦MultiTrackSetup¦Track¦Channel¦Description #11' | ''
'Global Experiment¦AcquisitionBlock¦MultiTrackSetup¦Track¦Channel¦Description #10' | ''
'Global HardwareSetting¦Configuration¦Device¦ApoTomeClickStopInfo¦ApoTomeClickStopInfo¦ApoTomeClickStopInfoElement¦Zoom0 #2' | '1.73913043478261'
'Global HardwareSetting¦Configuration¦Device¦ApoTomeClickStopInfo¦ApoTomeClickStopInfo¦ApoTomeClickStopInfoElement¦Zoom0 #1' | '4'
'Global Experiment¦AcquisitionBlock¦AcquisitionModeSetup¦Camera¦ImagePixelDistances¦Status #1' | 'Valid'
'Global HardwareSetting¦ParameterCollection¦IsCalibrated¦Status #2' | 'Valid'
'Global HardwareSetting¦ParameterCollection¦IsCalibrated¦Status #1' | 'Valid'
'Global HardwareSetting¦Configuration¦Device¦IsBroken #31' | 'false'
'Global HardwareSetting¦Configuration¦Device¦IsBroken #30' | 'false'
'Global HardwareSetting¦ParameterCollection¦AutomaticTriggerControl.Default¦Status #1' | 'Valid'
'Global Experiment¦AcquisitionBlock¦MultiTrackSetup¦Track¦FocusOffset #11' | '0'
'Global Experiment¦AcquisitionBlock¦MultiTrackSetup¦Track¦FocusOffset #10' | '0'
'Global HardwareSetting¦Configuration¦Device¦Filter¦Type #6' | 'Filter'
'Global Experiment¦AcquisitionBlock¦AcquisitionModeSetup¦Camera¦ApplyImageOrientation¦Status #1' | 'Valid'
'Global HardwareSetting¦Configuration¦Device¦Filter¦Type #5' | 'Filter'
'Global HardwareSetting¦Configuration¦Device¦Filter¦Type #4' | 'Filter'
'Global HardwareSetting¦Configuration¦Device¦Filter¦Type #3' | 'Filter'
'Global Experiment¦AcquisitionBlock¦AcquisitionModeSetup¦Camera¦ReferenceImageCount¦Status #1' | 'Valid'
'Global HardwareSetting¦Configuration¦Device¦Filter¦Type #2' | 'Filter'
'Global Experiment¦AcquisitionBlock¦MultiTrackSetup¦Track¦Channel¦Description #09' | ''
'Global HardwareSetting¦Configuration¦Device¦Filter¦Type #1' | 'Filter'
'Global Experiment¦AcquisitionBlock¦MultiTrackSetup¦Track¦Channel¦Description #08' | ''
'Global Experiment¦AcquisitionBlock¦MultiTrackSetup¦Track¦Channel¦Description #07' | ''
'Global Experiment¦AcquisitionBlock¦MultiTrackSetup¦Track¦Channel¦Description #06' | ''
'Global Experiment¦AcquisitionBlock¦AcquisitionModeSetup¦Camera¦AutoExposureFrame #1' | 'Empty'
'Global Experiment¦AcquisitionBlock¦MultiTrackSetup¦Track¦Channel¦Description #05' | ''
'Global HardwareSetting¦ParameterCollection¦LiveFrame.Type¦Status #1' | 'Valid'
'Global HardwareSetting¦ParameterCollection¦ShadingStrength.Default #1' | '1'
'Global Experiment¦AcquisitionBlock¦MultiTrackSetup¦Track¦Channel¦Description #04' | ''
'Global Experiment¦AcquisitionBlock¦MultiTrackSetup¦Track¦Channel¦Description #03' | ''
'Global Experiment¦AcquisitionBlock¦MultiTrackSetup¦Track¦Channel¦Description #02' | ''
'Global HardwareSetting¦ParameterCollection¦ExposureControl.Type #1' | 'BoolType'
'Global Experiment¦AcquisitionBlock¦MultiTrackSetup¦Track¦Channel¦Description #01' | ''
'Global HardwareSetting¦Configuration¦Device¦Focus¦Id #1' | 'MTBRLApoTomeFocus'
'Global HardwareSetting¦Configuration¦Device¦IsBroken #29' | 'false'
'Global HardwareSetting¦Configuration¦Device¦IsBroken #28' | 'false'
'Global HardwareSetting¦Configuration¦Device¦IsBroken #27' | 'false'
'Global HardwareSetting¦Configuration¦Device¦IsBroken #26' | 'false'
'Global HardwareSetting¦Configuration¦Device¦IsBroken #25' | 'false'
'Global Experiment¦AcquisitionBlock¦MultiTrackSetup¦Track¦FocusOffset #09' | '0'
'Global HardwareSetting¦Configuration¦Device¦IsBroken #24' | 'false'
'Global Experiment¦AcquisitionBlock¦MultiTrackSetup¦Track¦FocusOffset #08' | '0'
'Global HardwareSetting¦Configuration¦Device¦IsBroken #23' | 'false'
'Global Experiment¦AcquisitionBlock¦MultiTrackSetup¦Track¦FocusOffset #07' | '0'
'Global HardwareSetting¦Configuration¦Device¦IsBroken #22' | 'false'
'Global Experiment¦AcquisitionBlock¦MultiTrackSetup¦Track¦FocusOffset #06' | '0'
'Global HardwareSetting¦Configuration¦Device¦IsBroken #21' | 'false'
'Global Experiment¦AcquisitionBlock¦MultiTrackSetup¦Track¦FocusOffset #05' | '0'
'Global HardwareSetting¦Configuration¦Device¦IsBroken #20' | 'false'
'Global Experiment¦AcquisitionBlock¦MultiTrackSetup¦Track¦FocusOffset #04' | '0'
'Global Experiment¦AcquisitionBlock¦MultiTrackSetup¦Track¦FocusOffset #03' | '0'
'Global Experiment¦AcquisitionBlock¦MultiTrackSetup¦Track¦FocusOffset #02' | '0'
'Global Experiment¦AcquisitionBlock¦MultiTrackSetup¦Track¦FocusOffset #01' | '0'
'Global Experiment¦AcquisitionBlock¦MultiTrackSetup¦ZStackSetup¦First¦Distance¦Value #1' | '0.00278433'
'Global Information¦Instrument¦Detector¦Id #1' | 'Detector:Flash'
'Global HardwareSetting¦ParameterCollection¦Binning.GuiHint¦IsReadOnly #1' | 'true'
'Global HardwareSetting¦ParameterCollection¦ContinuousAcquisitionMode.Type¦IsReadOnly #1' | 'true'
'Global HardwareSetting¦ParameterCollection¦InternalTriggerMinExposure.Default¦Status #1' | 'Valid'
'Global HardwareSetting¦Configuration¦Device¦IsBroken #19' | 'false'
'Global HardwareSetting¦Configuration¦Device¦IsBroken #18' | 'false'
'Global HardwareSetting¦ParameterCollection¦NoiseFilterThreshold.Max¦IsReadOnly #1' | 'true'
'Global HardwareSetting¦Configuration¦Device¦IsBroken #17' | 'false'
'Global HardwareSetting¦Configuration¦Device¦IsBroken #16' | 'false'
'Global HardwareSetting¦Configuration¦Device¦IsBroken #15' | 'false'
'Global HardwareSetting¦Configuration¦Device¦IsBroken #14' | 'false'
'Global HardwareSetting¦Configuration¦Device¦IsBroken #13' | 'false'
'Global Experiment¦AcquisitionBlock¦FocusMapSetup¦FmapMagicOffset #1' | '0'
'Global HardwareSetting¦Configuration¦Device¦IsBroken #12' | 'false'
'Global HardwareSetting¦Configuration¦Device¦IsBroken #11' | 'false'
'Global HardwareSetting¦Configuration¦Device¦IsBroken #10' | 'false'
'Global HardwareSetting¦ParameterCollection¦SequenceCount.Mode #1' | 'NoPersist'
'Global HardwareSetting¦Configuration¦Device¦Objective¦Magnification #6' | '20'
'Global HardwareSetting¦Configuration¦Device¦Objective¦Magnification #5' | '40'
'Global HardwareSetting¦ParameterCollection¦LiveImagePixelDistances.Type¦IsReadOnly #1' | 'true'
'Global HardwareSetting¦Configuration¦Device¦Objective¦Magnification #4' | '63'
'Global HardwareSetting¦Configuration¦Device¦Objective¦Magnification #3' | '40'
'Global HardwareSetting¦Configuration¦Device¦Objective¦Magnification #2' | '20'
'Global HardwareSetting¦Configuration¦Device¦Objective¦Magnification #1' | '10'
'Global HardwareSetting¦Configuration¦Device¦GridChanger¦ChangerElement¦Position #3' | '3'
'Global HardwareSetting¦Configuration¦Device¦GridChanger¦ChangerElement¦Position #2' | '2'
'Global HardwareSetting¦ParameterCollection¦CameraOrientation.Type¦Status #1' | 'Valid'
'Global HardwareSetting¦Configuration¦Device¦GridChanger¦ChangerElement¦Position #1' | '1'
'Global HardwareSetting¦ParameterCollection¦CameraBias #1' | '100'
'Global Experiment¦AcquisitionBlock¦HalfPupilSetup¦IsActivated #1' | 'false'
'Global HardwareSetting¦ParameterCollection¦Binning.Default #1' | '1,1'
'Global HardwareSetting¦ParameterCollection¦Status¦Status #1' | 'Valid'
'Global HardwareSetting¦ParameterCollection¦SequenceProgress.Type #1' | 'BoolType'
'Global HardwareSetting¦Configuration¦Device¦IsBroken #09' | 'false'
'Global HardwareSetting¦Configuration¦Device¦IsBroken #08' | 'false'
'Global HardwareSetting¦Configuration¦Device¦IsBroken #07' | 'false'
'Global HardwareSetting¦Configuration¦Device¦IsBroken #06' | 'false'
'Global HardwareSetting¦Configuration¦Device¦IsBroken #05' | 'false'
'Global HardwareSetting¦ParameterCollection¦NoiseFilter.Type¦Status #1' | 'Valid'
'Global HardwareSetting¦Configuration¦Device¦IsBroken #04' | 'false'
'Global HardwareSetting¦Configuration¦Device¦IsBroken #03' | 'false'
'Global HardwareSetting¦Configuration¦Device¦IsBroken #02' | 'false'
'Global HardwareSetting¦ParameterCollection¦FrameRateTarget.Enabled¦IsReadOnly #1' | 'true'
'Global HardwareSetting¦Configuration¦Device¦IsBroken #01' | 'false'
'Global HardwareSetting¦ParameterCollection¦SnapShutter.Default¦Status #1' | 'Valid'
'Global HardwareSetting¦ParameterCollection¦FrameRate.Default¦Status #1' | 'Valid'
'Global HardwareSetting¦ParameterCollection¦LiveImagePixelAccuracy¦Status #1' | 'Valid'
'Global HardwareSetting¦ParameterCollection¦ShadingStrength.Enabled #1' | 'true'
'Global HardwareSetting¦ParameterCollection¦ContinuousAcquisitionMode.ListItems #1' | '0¦Normal¦Normal,1¦Burst¦Burst'
'Global HardwareSetting¦ParameterCollection¦ApoTomeDepthInfo¦ApoTomeDepthInfo¦ApoTomeDepthInfoElement¦ChannelName #4' | 'White Light'
'Global HardwareSetting¦ParameterCollection¦ApoTomeDepthInfo¦ApoTomeDepthInfo¦ApoTomeDepthInfoElement¦ChannelName #3' | 'Rhod.'
'Global HardwareSetting¦ParameterCollection¦ApoTomeDepthInfo¦ApoTomeDepthInfo¦ApoTomeDepthInfoElement¦ChannelName #2' | 'FITC'
'Global HardwareSetting¦ParameterCollection¦ReadoutSpeed #1' | '1'
'Global HardwareSetting¦ParameterCollection¦ApoTomeDepthInfo¦ApoTomeDepthInfo¦ApoTomeDepthInfoElement¦ChannelName #1' | 'DAPI'
'Global Experiment¦AcquisitionBlock¦AcquisitionModeSetup¦Camera¦DefectPixelCorrection¦Status #1' | 'Valid'
'Global HardwareSetting¦ParameterCollection¦ReferenceImageCount.Label¦Status #1' | 'Valid'
'Global HardwareSetting¦ParameterCollection¦ExposureDelay #1' | '0'
'Global HardwareSetting¦Configuration¦Device¦SoftKeyCount #1' | '10'
'Global HardwareSetting¦ParameterCollection¦ConversionFactorOffset.Type #1' | 'DoubleType'
'Global Experiment¦AcquisitionBlock¦FocusSetup¦SharpnessMeasureSet¦SharpnessMeasure¦ScoreType #3' | 'HaarGradient'
'Global Experiment¦AcquisitionBlock¦FocusSetup¦SharpnessMeasureSet¦SharpnessMeasure¦ScoreType #2' | 'HaarGradient'
'Global HardwareSetting¦Configuration¦Device¦Contrast¦UniqueName #7' | 'Reflector.424921-9901-000'
'Global Experiment¦AcquisitionBlock¦FocusSetup¦SharpnessMeasureSet¦SharpnessMeasure¦ScoreType #1' | 'HaarGradient'
'Global HardwareSetting¦Configuration¦Device¦Contrast¦UniqueName #6' | 'AquilaContrast.DIC3'
'Global HardwareSetting¦ParameterCollection¦ConversionFactorCoeff.GuiHint¦Status #1' | 'Valid'
'Global HardwareSetting¦ParameterCollection¦SnapShutter.GuiHint¦IsReadOnly #1' | 'true'
'Global HardwareSetting¦Configuration¦Device¦Contrast¦UniqueName #5' | 'AquilaContrast.DIC2'
'Global Experiment¦AcquisitionBlock¦FocusSetup¦FocusStrategy¦TilesIntervalInfo¦SubInterval #1' | '1'
'Global HardwareSetting¦Configuration¦Device¦Contrast¦UniqueName #4' | 'Contrast.PH3'
'Global HardwareSetting¦Configuration¦Device¦Contrast¦UniqueName #3' | 'Contrast.PH2'
'Global HardwareSetting¦Configuration¦Device¦Contrast¦UniqueName #2' | 'Contrast.PH1'
'Global HardwareSetting¦Configuration¦Device¦Contrast¦UniqueName #1' | 'Contrast.BrightField'
'Global HardwareSetting¦Configuration¦Device¦Mirror¦IsMounted #3' | 'true'
'Global HardwareSetting¦Configuration¦Device¦Mirror¦IsMounted #2' | 'true'
'Global HardwareSetting¦Configuration¦Device¦Mirror¦IsMounted #1' | 'true'
'Global HardwareSetting¦ParameterCollection¦CameraIdentifier.DisplayOrder¦IsReadOnly #1' | 'true'
'Global Information¦Image¦Channel¦ExcitationWavelength #1' | '545'
'Global HardwareSetting¦ParameterCollection¦ReadoutSpeed.Type¦Status #1' | 'Valid'
'Global HardwareSetting¦ParameterCollection¦Intensity #2' | '47.894736842105'
'Global HardwareSetting¦ParameterCollection¦Intensity #1' | '2.3277886497065'
'Global HardwareSetting¦Configuration¦Device¦GridChanger¦ChangerElement¦IsMounted #3' | 'true'
'Global Experiment¦AcquisitionBlock¦AcquisitionModeSetup¦Camera¦ImageOrientation #1' | '4'
'Global HardwareSetting¦Configuration¦Device¦GridChanger¦ChangerElement¦IsMounted #2' | 'true'
'Global HardwareSetting¦ParameterCollection¦ImageOrientation.Default #1' | '0'
'Global HardwareSetting¦Configuration¦Device¦GridChanger¦ChangerElement¦IsMounted #1' | 'true'
'Global HardwareSetting¦ParameterCollection¦SequenceProgress.GuiHint #1' | 'GuiNone'
'Global HardwareSetting¦ParameterCollection¦TriggerMode.ListItems¦IsReadOnly #1' | 'true'
'Global HardwareSetting¦ParameterCollection¦AutoExposureFrame.Default¦Status #1' | 'Valid'
'Global HardwareSetting¦ParameterCollection¦AutoExposureTimeIncrement¦IsReadOnly #1' | 'true'
'Global Experiment¦AcquisitionBlock¦RegionsSetup¦SampleHolder¦FocusSurfaceOutlierExpansionDegree #1' | '1'
'Global HardwareSetting¦ParameterCollection¦IsCondenserFocusing #1' | 'false'
'Global HardwareSetting¦ParameterCollection¦ReferenceImageCount.Enabled¦Status #1' | 'Valid'
'Global Experiment¦AcquisitionBlock¦LiveSetup¦IsActivated #1' | 'false'
'Global Experiment¦AcquisitionBlock¦RegionsSetup¦SampleHolder¦TemplateShapesFillGrade #1' | '1'
'Global HardwareSetting¦ParameterCollection¦BinningList #1' | '2'
'Global HardwareSetting¦ParameterCollection¦SequenceCount.Mode¦Status #1' | 'Valid'
'Global Information¦Image¦SizeY #1' | '512'
'Global HardwareSetting¦ParameterCollection¦AutomaticTriggerControl.GuiHint¦IsReadOnly #1' | 'true'
'Global HardwareSetting¦ParameterCollection¦FrameRate.Label¦IsReadOnly #1' | 'true'
'Global HardwareSetting¦ParameterCollection¦UnsharpMask.Default #1' | 'false'
'Global HardwareSetting¦ParameterCollection¦ImagePixelType #1' | 'Gray16'
'Global HardwareSetting¦ParameterCollection¦Position¦Status #14' | 'Valid'
'Global HardwareSetting¦ParameterCollection¦Position¦Status #13' | 'Valid'
'Global HardwareSetting¦ParameterCollection¦SequenceProgress.Type¦Status #1' | 'Valid'
'Global HardwareSetting¦ParameterCollection¦Position¦Status #12' | 'Valid'
'Global HardwareSetting¦ParameterCollection¦Position¦Status #11' | 'Valid'
'Global Experiment¦AcquisitionBlock¦AcquisitionModeSetup¦Camera¦ImagePixelDistances #1' | '26,26'
'Global HardwareSetting¦ParameterCollection¦Position¦Status #10' | 'Valid'
'Global HardwareSetting¦Configuration¦Device¦Reflector¦Features #4' | 'None'
'Global HardwareSetting¦ParameterCollection¦BlackReference.Default¦IsReadOnly #1' | 'true'
'Global HardwareSetting¦Configuration¦Device¦Reflector¦Features #3' | 'HE'
'Global Scaling¦AutoScaling¦ObjectiveName #1' | 'C-Apochromat 40x/1.20 W Korr'
'Global HardwareSetting¦Configuration¦Device¦Reflector¦Features #2' | 'HE, TIRF'
'Global HardwareSetting¦ParameterCollection¦ImagePixelType¦Status #1' | 'Valid'
'Global HardwareSetting¦Configuration¦Device¦Reflector¦Features #1' | 'None'
'Global HardwareSetting¦Configuration¦Device¦StageAxis¦IsBroken #2' | 'false'
'Global HardwareSetting¦Configuration¦Device¦StageAxis¦IsBroken #1' | 'false'
'Global Experiment¦HardwareSettingsPool¦HardwareSetting¦ParameterCollection¦Intensity #9' | '50'
'Global Experiment¦HardwareSettingsPool¦HardwareSetting¦ParameterCollection¦Intensity #8' | '50'
'Global HardwareSetting¦ParameterCollection¦AutoExposureTimeIncrement.Type¦IsReadOnly #1' | 'true'
'Global Experiment¦HardwareSettingsPool¦HardwareSetting¦ParameterCollection¦Intensity #7' | '100'
'Global Experiment¦HardwareSettingsPool¦HardwareSetting¦ParameterCollection¦Intensity #6' | '1.7'
'Global Experiment¦HardwareSettingsPool¦HardwareSetting¦ParameterCollection¦Intensity #5' | '2.4'
'Global Experiment¦HardwareSettingsPool¦HardwareSetting¦ParameterCollection¦Intensity #4' | '2.3'
'Global HardwareSetting¦ParameterCollection¦Position¦Status #09' | 'Valid'
'Global Experiment¦HardwareSettingsPool¦HardwareSetting¦ParameterCollection¦Intensity #3' | '100'
'Global HardwareSetting¦ParameterCollection¦Position¦Status #08' | 'Valid'
'Global HardwareSetting¦ParameterCollection¦ApoTomeFilter¦Status #1' | 'Valid'
'Global Experiment¦HardwareSettingsPool¦HardwareSetting¦ParameterCollection¦Intensity #2' | '50'
'Global HardwareSetting¦ParameterCollection¦Position¦Status #07' | 'Valid'
'Global Experiment¦HardwareSettingsPool¦HardwareSetting¦ParameterCollection¦Intensity #1' | '100'
'Global HardwareSetting¦Configuration¦Device¦Filter¦Name #6' | '2%'
'Global HardwareSetting¦ParameterCollection¦Position¦Status #06' | 'Valid'
'Global HardwareSetting¦Configuration¦Device¦Phase¦IsDetector #1' | 'false'
'Global HardwareSetting¦Configuration¦Device¦Filter¦Name #5' | '20%'
'Global HardwareSetting¦ParameterCollection¦Position¦Status #05' | 'Valid'
'Global HardwareSetting¦Configuration¦Device¦Filter¦Name #4' | '40%'
'Global HardwareSetting¦ParameterCollection¦UnsharpMask.GuiHint¦IsReadOnly #1' | 'true'
'Global HardwareSetting¦ParameterCollection¦Position¦Status #04' | 'Valid'
'Global HardwareSetting¦Configuration¦Device¦Filter¦Name #3' | '50%'
'Global HardwareSetting¦ParameterCollection¦Position¦Status #03' | 'Valid'
'Global HardwareSetting¦ParameterCollection¦ImageByteSize #1' | '524288'
'Global HardwareSetting¦Configuration¦Device¦Filter¦Name #2' | '70%'
'Global HardwareSetting¦ParameterCollection¦Position¦Status #02' | 'Valid'
'Global HardwareSetting¦Configuration¦Device¦Filter¦Name #1' | '100%'
'Global HardwareSetting¦ParameterCollection¦Position¦Status #01' | 'Valid'
'Global HardwareSetting¦ParameterCollection¦ExposureControl #1' | 'false'
'Global Scaling¦AutoScaling¦CreationDateTime #1' | '04/11/2016 20:27:44'
'Global HardwareSetting¦ParameterCollection¦FrameRateTarget.Max¦Status #1' | 'Valid'
'Global Experiment¦AcquisitionBlock¦AcquisitionModeSetup¦Camera¦Frame #1' | '0,0,2048,2048'
'Global HardwareSetting¦ParameterCollection¦AutofocusResult¦Status #2' | 'Valid'
'Global HardwareSetting¦ParameterCollection¦AutofocusResult¦Status #1' | 'Valid'
'Global Experiment¦AcquisitionBlock¦FocusSetup¦FocusStrategy¦SupportPointsMode #1' | 'FixedZPosition'
'Global HardwareSetting¦ParameterCollection¦NoiseFilterThreshold.Default¦Status #1' | 'Valid'
'Global HardwareSetting¦ParameterCollection¦LiveShutter.GuiHint¦Status #1' | 'Valid'
'Global HardwareSetting¦ParameterCollection¦AdjustFrameRate.Default #1' | 'false'
'Global HardwareSetting¦ParameterCollection¦Frame.Max¦IsReadOnly #1' | 'true'
'Global HardwareSetting¦ParameterCollection¦Binning.GuiHint¦Status #1' | 'Valid'
'Global HardwareSetting¦Configuration¦Device¦ShutterState¦IsMounted #6' | 'true'
'Global HardwareSetting¦Configuration¦Device¦ShutterState¦IsMounted #5' | 'true'
'Global HardwareSetting¦Configuration¦Device¦IsCurrentFeedAvailable #1' | 'false'
'Global HardwareSetting¦Configuration¦Device¦ShutterState¦IsMounted #4' | 'true'
'Global HardwareSetting¦Configuration¦Device¦ShutterState¦IsMounted #3' | 'true'
'Global HardwareSetting¦ParameterCollection¦ReadoutSpeed.GuiHint¦Status #1' | 'Valid'
'Global HardwareSetting¦Configuration¦Device¦ShutterState¦IsMounted #2' | 'true'
'Global HardwareSetting¦Configuration¦Device¦ShutterState¦IsMounted #1' | 'true'
'Global HardwareSetting¦ParameterCollection¦ImageDeliveryBufferCount.GuiHint¦Status #1' | 'Valid'
'Global HardwareSetting¦ParameterCollection¦Adjust.Increment #1' | '0.05'
'Global HardwareSetting¦ParameterCollection¦FrameRateTarget.Increment¦IsReadOnly #1' | 'true'
'Global HardwareSetting¦ParameterCollection¦LiveImagePixelType.Type¦IsReadOnly #1' | 'true'
'Global Experiment¦AcquisitionBlock¦AcquisitionModeSetup¦Camera¦DualCameraCalibration¦Status #1' | 'Valid'
'Global HardwareSetting¦ParameterCollection¦InternalTriggerMinExposure.GuiHint #1' | 'GuiTextBox'
'Global HardwareSetting¦ParameterCollection¦MinExposureTimeValidation.Label¦Status #1' | 'Valid'
'Global Experiment¦AcquisitionBlock¦AcquisitionModeSetup¦Camera¦ApplyCameraProfile¦Status #1' | 'Valid'
'Global Experiment¦AcquisitionBlock¦RatioSetup¦AverageStartFrame #1' | '1'
'Global Experiment¦AcquisitionBlock¦MultiTrackSetup¦Track¦Channel¦DataGrabberSetup¦CameraFrameSetup¦ShadingReference #11' | 'false'
'Global Experiment¦AcquisitionBlock¦MultiTrackSetup¦Track¦Channel¦DataGrabberSetup¦CameraFrameSetup¦ShadingReference #10' | 'false'
'Global HardwareSetting¦Configuration¦Device¦StandMagnification #1' | '2.57'
'Global Experiment¦AcquisitionBlock¦FocusSetup¦UseChannelInformation #1' | 'true'
'Global HardwareSetting¦ParameterCollection¦FrameBundle.Enabled¦IsReadOnly #1' | 'true'
'Global Information¦Image¦OriginalEncodingQuality #1' | '100'
'Global HardwareSetting¦Configuration¦Device¦BeamPath¦BeamPathNode¦BeamPathNode¦BeamPathNode¦BeamPathNode¦BeamPathNode¦Id #3' | 'MTBTLShutter'
'Global HardwareSetting¦Configuration¦Device¦BeamPath¦BeamPathNode¦BeamPathNode¦BeamPathNode¦BeamPathNode¦BeamPathNode¦Id #2' | 'MTBRLApoTome'
'Global HardwareSetting¦Configuration¦Device¦BeamPath¦BeamPathNode¦BeamPathNode¦BeamPathNode¦BeamPathNode¦BeamPathNode¦Id #1' | 'MTBSideportChanger'
'Global HardwareSetting¦ParameterCollection¦ValidBits¦Status #1' | 'Valid'
'Global HardwareSetting¦ParameterCollection¦InternalFrameRate.Type #1' | 'DoubleType'
'Global Experiment¦AcquisitionBlock¦MultiTrackSetup¦Track¦Channel¦DataGrabberSetup¦CameraFrameSetup¦ShadingReference #09' | 'false'
'Global Experiment¦AcquisitionBlock¦FocusSetup¦SharpnessMeasureMethod #1' | 'Auto'
'Global Experiment¦AcquisitionBlock¦MultiTrackSetup¦Track¦Channel¦DataGrabberSetup¦CameraFrameSetup¦ShadingReference #08' | 'false'
'Global Experiment¦AcquisitionBlock¦MultiTrackSetup¦Track¦Channel¦DataGrabberSetup¦CameraFrameSetup¦ShadingReference #07' | 'false'
'Global HardwareSetting¦ParameterCollection¦LiveImagePixelDistances¦IsReadOnly #1' | 'true'
'Global Experiment¦AcquisitionBlock¦MultiTrackSetup¦Track¦Channel¦DataGrabberSetup¦CameraFrameSetup¦ShadingReference #06' | 'false'
'Global Experiment¦AcquisitionBlock¦FocusMapSetup¦StepSize #1' | '0'
'Global Experiment¦AcquisitionBlock¦MultiTrackSetup¦Track¦Channel¦DataGrabberSetup¦CameraFrameSetup¦ShadingReference #05' | 'false'
'Global Experiment¦AcquisitionBlock¦RatioSetup¦IsRatioImageGenerated #1' | 'false'
'Global Experiment¦AcquisitionBlock¦MultiTrackSetup¦Track¦Channel¦DataGrabberSetup¦CameraFrameSetup¦ShadingReference #04' | 'false'
'Global Experiment¦AcquisitionBlock¦MultiTrackSetup¦Track¦Channel¦DataGrabberSetup¦CameraFrameSetup¦ShadingReference #03' | 'false'
'Global Experiment¦AcquisitionBlock¦MultiTrackSetup¦Track¦Channel¦DataGrabberSetup¦CameraFrameSetup¦ShadingReference #02' | 'false'
'Global Experiment¦AcquisitionBlock¦MultiTrackSetup¦Track¦Channel¦DataGrabberSetup¦CameraFrameSetup¦ShadingReference #01' | 'false'
'Global HardwareSetting¦ParameterCollection¦ShadingStrength.Enabled¦Status #1' | 'Valid'
'Global HardwareSetting¦ParameterCollection¦FrameBundle.Label #1' | 'Acquire¦Frames Bundle'
'Global HardwareSetting¦ParameterCollection¦ImagePixelType¦IsReadOnly #1' | 'true'
'Global Experiment¦AutoSave¦IsAutoSubFolderExternal #1' | 'true'
'Global Experiment¦AcquisitionBlock¦AcquisitionModeSetup¦Camera¦BinningList #1' | '2'
'Global HardwareSetting¦Configuration¦Device¦ContrastManagerContrastMethods #1' | 'TransmittedLightBrightfield, TransmittedLightPhase, TransmittedLightDIC, ReflectedLightFluorescence'
'Global HardwareSetting¦ParameterCollection¦FrameRateTarget.Min¦IsReadOnly #1' | 'true'
'Global HardwareSetting¦ParameterCollection¦ApoTomeCalibrationMode¦Status #1' | 'Valid'
'Global HardwareSetting¦Configuration¦Device¦Focus¦Motorization #1' | 'Motorized'
'Global Experiment¦AcquisitionBlock¦MultiTrackSetup¦Track¦IsActivated #11' | 'true'
'Global Experiment¦AcquisitionBlock¦MultiTrackSetup¦Track¦IsActivated #10' | 'false'
'Global Experiment¦AcquisitionBlock¦FocusSetup¦AutofocusSignalQualityThreshold¦Status #1' | 'Valid'
'Global HardwareSetting¦ParameterCollection¦ExposureTime.Increment¦Status #1' | 'Valid'
'Global HardwareSetting¦ParameterCollection¦AutomaticTriggerControl.Enabled¦Status #1' | 'Valid'
'Global HardwareSetting¦ParameterCollection¦LiveFrame¦Status #1' | 'Valid'
'Global Experiment¦AcquisitionBlock¦MultiTrackSetup¦Track¦IsActivated #09' | 'false'
'Global Experiment¦AcquisitionBlock¦MultiTrackSetup¦Track¦IsActivated #08' | 'false'
'Global Experiment¦AcquisitionBlock¦MultiTrackSetup¦Track¦IsActivated #07' | 'false'
'Global Experiment¦AcquisitionBlock¦MultiTrackSetup¦Track¦IsActivated #06' | 'false'
'Global Experiment¦AcquisitionBlock¦MultiTrackSetup¦Track¦IsActivated #05' | 'false'
'Global Experiment¦AcquisitionBlock¦CorrelativeSetup¦HolderDocument¦Calibration¦Marker1¦X #1' | 'NaN'
'Global Experiment¦AcquisitionBlock¦MultiTrackSetup¦Track¦IsActivated #04' | 'false'
'Global Experiment¦AcquisitionBlock¦MultiTrackSetup¦Track¦IsActivated #03' | 'false'
'Global HardwareSetting¦ParameterCollection¦ShadingUseBias.Default¦IsReadOnly #1' | 'true'
'Global Experiment¦AcquisitionBlock¦MultiTrackSetup¦Track¦IsActivated #02' | 'false'
'Global Experiment¦AcquisitionBlock¦MultiTrackSetup¦Track¦IsActivated #01' | 'false'
'Global Experiment¦AutoSave¦IsAutoSubFolder #1' | 'true'
'Global HardwareSetting¦ParameterCollection¦MinExposureTimeValidation.Default #1' | '1'
'Global Experiment¦AcquisitionBlock¦AcquisitionModeSetup¦Camera¦ExposureDelay¦Status #1' | 'Valid'
'Global HardwareSetting¦ParameterCollection¦ImagePixelAccuracy.Type¦Status #1' | 'Valid'
'Global HardwareSetting¦ParameterCollection¦ApoTomeIsActive¦Status #1' | 'Valid'
'Global Experiment¦AcquisitionBlock¦MultiTrackSetup¦Track¦Channel¦PixelShiftY #11' | '0'
'Global Experiment¦AcquisitionBlock¦MultiTrackSetup¦Track¦Channel¦PixelShiftY #10' | '0'
'Global Information¦Image¦Channel¦Reflector #1' | 'Cy 5'
'Global HardwareSetting¦ParameterCollection¦ExposureControl.GuiHint¦Status #1' | 'Valid'
'Global HardwareSetting¦ParameterCollection¦ShadingUseBias.GuiHint #1' | 'GuiCheckBox'
'Global HardwareSetting¦ParameterCollection¦ExposureControl.Mode¦IsReadOnly #1' | 'true'
'Global HardwareSetting¦ParameterCollection¦ApoTomeDepthInfo¦ApoTomeDepthInfo¦ApoTomeDepthInfoElement¦DepthRaleighUnits #4' | '1.120241489413117'
'Global HardwareSetting¦ParameterCollection¦ApoTomeDepthInfo¦ApoTomeDepthInfo¦ApoTomeDepthInfoElement¦DepthRaleighUnits #3' | '1.120241489413117'
'Global HardwareSetting¦ParameterCollection¦ApoTomeDepthInfo¦ApoTomeDepthInfo¦ApoTomeDepthInfoElement¦DepthRaleighUnits #2' | '1.2411986197260645'
'Global Experiment¦AcquisitionBlock¦MultiTrackSetup¦Track¦Channel¦ContrastMethod¦ContrastMethods #5' | 'TransmittedLightPhase'
'Global HardwareSetting¦ParameterCollection¦ApoTomeDepthInfo¦ApoTomeDepthInfo¦ApoTomeDepthInfoElement¦DepthRaleighUnits #1' | '1.5311035285986268'
'Global HardwareSetting¦ParameterCollection¦ContinuousAcquisitionMode.ListItems¦IsReadOnly #1' | 'true'
'Global HardwareSetting¦ParameterCollection¦ExposureTime.Min #1' | '1.0000000474975'
'Global Experiment¦AcquisitionBlock¦MultiTrackSetup¦Track¦Channel¦ContrastMethod¦ContrastMethods #4' | 'TransmittedLightDIC'
'Global Experiment¦AcquisitionBlock¦MultiTrackSetup¦Track¦Channel¦ContrastMethod¦ContrastMethods #3' | 'TransmittedLightDIC'
'Global Experiment¦AcquisitionBlock¦MultiTrackSetup¦Track¦Channel¦ContrastMethod¦ContrastMethods #2' | 'TransmittedLightPhase'
'Global Experiment¦AcquisitionBlock¦MultiTrackSetup¦Track¦Channel¦ContrastMethod¦ContrastMethods #1' | 'TransmittedLightBrightfield'
'Global HardwareSetting¦ParameterCollection¦InternalTriggerMinExposure.Enabled¦Status #1' | 'Valid'
'Global Experiment¦AcquisitionBlock¦MultiTrackSetup¦Track¦Channel¦PixelShiftY #09' | '0'
'Global Experiment¦AcquisitionBlock¦MultiTrackSetup¦Track¦Channel¦PixelShiftY #08' | '0'
'Global Information¦Instrument¦Objective¦Id #1' | 'Objective:1'
'Global Experiment¦AcquisitionBlock¦MultiTrackSetup¦Track¦Channel¦PixelShiftY #07' | '0'
'Global Experiment¦AcquisitionBlock¦MultiTrackSetup¦Track¦Channel¦PixelShiftY #06' | '0'
'Global Experiment¦AcquisitionBlock¦MultiTrackSetup¦Track¦Channel¦PixelShiftY #05' | '0'
'Global HardwareSetting¦ParameterCollection¦BlackReference #1' | 'false'
'Global Experiment¦AcquisitionBlock¦MultiTrackSetup¦Track¦Channel¦PixelShiftY #04' | '0'
'Global Experiment¦AcquisitionBlock¦LinkamRampSetup¦HoldTime #1' | '0'
'Global Experiment¦AcquisitionBlock¦MultiTrackSetup¦Track¦Channel¦PixelShiftY #03' | '0'
'Global Experiment¦AcquisitionBlock¦MultiTrackSetup¦Track¦Channel¦PixelShiftY #02' | '0'
'Global Experiment¦AcquisitionBlock¦MultiTrackSetup¦Track¦Channel¦PixelShiftY #01' | '0'
'Global Experiment¦HardwareSettingsPool¦HardwareSetting¦ParameterCollection¦Position¦Status #13' | 'Valid'
'Global Experiment¦HardwareSettingsPool¦HardwareSetting¦ParameterCollection¦Position¦Status #12' | 'Valid'
'Global Experiment¦HardwareSettingsPool¦HardwareSetting¦ParameterCollection¦Position¦Status #11' | 'Valid'
'Global Experiment¦HardwareSettingsPool¦HardwareSetting¦ParameterCollection¦Position¦Status #10' | 'Valid'
'Global HardwareSetting¦ParameterCollection¦ContinualSpeed¦Status #3' | 'Valid'
'Global HardwareSetting¦ParameterCollection¦ContinualSpeed¦Status #2' | 'Valid'
'Global HardwareSetting¦ParameterCollection¦ContinualSpeed¦Status #1' | 'Valid'
'Global HardwareSetting¦ParameterCollection¦Trigger¦Status #1' | 'Valid'
'Global HardwareSetting¦Configuration¦Device¦IsLoadWorkCouplingOnOffAvailable #1' | 'false'
'Global HardwareSetting¦ParameterCollection¦DefectPixelCorrection.Label #1' | 'Defect Pixel Correction'
'Global Information¦Instrument¦Microscope¦Id #1' | 'Microscope:1'
'Global HardwareSetting¦ParameterCollection¦OpticalSectionDepth¦Status #1' | 'Valid'
'Global Experiment¦AcquisitionBlock¦RegionsSetup¦SampleHolder¦PositionedRegionsScanMode #1' | 'FirstYThenX'
'Global HardwareSetting¦ParameterCollection¦CameraDisplayName.Type¦IsReadOnly #1' | 'true'
'Global Experiment¦HardwareSettingsPool¦HardwareSetting¦ParameterCollection¦Position¦Status #09' | 'Valid'
'Global Experiment¦HardwareSettingsPool¦HardwareSetting¦ParameterCollection¦Position¦Status #08' | 'Valid'
'Global HardwareSetting¦ParameterCollection¦ReadoutSpeed.Label #1' | 'Acquire¦Scan Mode'
'Global Experiment¦AcquisitionBlock¦FocusSetup¦RelativeSearchRange #1' | '30'
'Global Experiment¦HardwareSettingsPool¦HardwareSetting¦ParameterCollection¦Position¦Status #07' | 'Valid'
'Global Experiment¦HardwareSettingsPool¦HardwareSetting¦ParameterCollection¦Position¦Status #06' | 'Valid'
'Global Experiment¦HardwareSettingsPool¦HardwareSetting¦ParameterCollection¦Position¦Status #05' | 'Valid'
'Global Experiment¦HardwareSettingsPool¦HardwareSetting¦ParameterCollection¦Position¦Status #04' | 'Valid'
'Global HardwareSetting¦ParameterCollection¦SnapShutter.Enabled¦Status #1' | 'Valid'
'Global Experiment¦HardwareSettingsPool¦HardwareSetting¦ParameterCollection¦Position¦Status #03' | 'Valid'
'Global HardwareSetting¦Configuration¦Device¦Mirror¦Model #3' | ''
'Global Experiment¦HardwareSettingsPool¦HardwareSetting¦ParameterCollection¦Position¦Status #02' | 'Valid'
'Global HardwareSetting¦Configuration¦Device¦Mirror¦Model #2' | ''
'Global Experiment¦HardwareSettingsPool¦HardwareSetting¦ParameterCollection¦Position¦Status #01' | 'Valid'
'Global HardwareSetting¦Configuration¦Device¦Mirror¦Model #1' | ''
'Global Experiment¦AcquisitionBlock¦BlockReference #1' | '635893473286144099'
'Global HardwareSetting¦ParameterCollection¦InternalFrameRate.Enabled¦IsReadOnly #1' | 'true'
'Global HardwareSetting¦ParameterCollection¦NoiseFilterThreshold.Default #1' | '1.5'
'Global HardwareSetting¦ParameterCollection¦FrameRate.Type¦Status #1' | 'Valid'
'Global Experiment¦AcquisitionBlock¦CorrelativeSetup¦HolderDocument¦Delta2To3¦X #1' | '0'
'Global HardwareSetting¦ParameterCollection¦CameraPixelDistances¦Status #1' | 'Valid'
'Global HardwareSetting¦ParameterCollection¦Adjust.Enabled #1' | 'true'
'Global HardwareSetting¦ParameterCollection¦FrameRate.GuiHint¦IsReadOnly #1' | 'true'
'Global Information¦Image¦Z¦StartPosition #1' | '0'
'Global HardwareSetting¦ParameterCollection¦IsHandwheelDeactivated¦Status #3' | 'Valid'
'Global HardwareSetting¦ParameterCollection¦IsHandwheelDeactivated¦Status #2' | 'Valid'
'Global HardwareSetting¦ParameterCollection¦IsHandwheelDeactivated¦Status #1' | 'Valid'
'Global Experiment¦AcquisitionBlock¦RatioSetup¦SelectedReferenceIdChannel1 #1' | '0'
'Global Information¦Image¦Channel¦Binning #1' | '4,4'
'Global Experiment¦AcquisitionBlock¦FocusSetup¦UpperLimit #1' | '-100'
'Global HardwareSetting¦ParameterCollection¦ImageOrientation.Type¦Status #1' | 'Valid'
'Global Experiment¦AcquisitionBlock¦MultiTrackSetup¦ZStackSetup¦First¦Distance¦DefaultUnitFormat #1' | 'um'
'Global HardwareSetting¦ParameterCollection¦LiveImageFrame.Max¦Status #1' | 'Valid'
'Global HardwareSetting¦ParameterCollection¦AutoExposureTimeIncrement¦Status #1' | 'Valid'
'Global Information¦Image¦ObjectiveRef¦Id #1' | 'Objective:1'
'Global Experiment¦AcquisitionBlock¦FocusSetup¦DoBleachingCorrection #1' | 'true'
'Global Experiment¦ExperimentFeedback¦IsActivated #1' | 'false'
'Global HardwareSetting¦Configuration¦Device¦GridChanger¦IsDetector #1' | 'false'
'Global HardwareSetting¦ParameterCollection¦ImagePixelAccuracy.Type¦IsReadOnly #1' | 'true'
'Global HardwareSetting¦ParameterCollection¦FrameRateTarget.DisplayOrder¦IsReadOnly #1' | 'true'
'Global HardwareSetting¦ParameterCollection¦ReferenceImageCount.Max¦Status #1' | 'Valid'
'Global HardwareSetting¦ParameterCollection¦Frame.Max #1' | '0,0,2048,2048'
'Global Experiment¦AcquisitionBlock¦AcquisitionModeSetup¦Camera¦MinExposureTimeValidation¦Status #1' | 'Valid'
'Global Experiment¦AcquisitionBlock¦AcquisitionModeSetup¦Camera¦Trigger #1' | 'false'
'Global HardwareSetting¦ParameterCollection¦UnsharpMaskState.Type¦IsReadOnly #1' | 'true'
'Global Experiment¦AcquisitionBlock¦LinkamRampSetup¦IsActivated #1' | 'false'
'Global HardwareSetting¦ParameterCollection¦ValidPixelMaximum.Default¦IsReadOnly #1' | 'true'
'Global Experiment¦AcquisitionBlock¦CPMRegionsSetup¦SampleHolder¦OnlineStitchingParameter¦ReferenceChannelId #1' | '0'
'Global HardwareSetting¦Configuration¦Device¦StageAxis¦Name #2' | 'y-Axis'
'Global HardwareSetting¦Configuration¦Device¦StageAxis¦Name #1' | 'x-Axis'
'Global HardwareSetting¦ParameterCollection¦FrameBundle.Default¦IsReadOnly #1' | 'true'
'Global HardwareSetting¦ParameterCollection¦ShadingUseBias.GuiHint¦Status #1' | 'Valid'
'Global HardwareSetting¦ParameterCollection¦CameraPixelAccuracy.Type¦Status #1' | 'Valid'
'Global HardwareSetting¦ParameterCollection¦ReadoutSpeed.ListItems¦IsReadOnly #1' | 'true'
'Global Experiment¦AcquisitionBlock¦CPMRegionsSetup¦SampleHolder¦TileRegionAnchorMode #1' | 'Center'
'Global HardwareSetting¦Configuration¦Device¦GridChanger¦MinPosition #1' | '1'
'Global HardwareSetting¦ParameterCollection¦AdjustFrameRate.Default¦IsReadOnly #1' | 'true'
'Global Experiment¦AcquisitionBlock¦RegionsSetup¦SampleHolder¦IsOnlinePyramidEnabled #1' | 'true'
'Global HardwareSetting¦ParameterCollection¦AutoExposureTimeIncrement #1' | '0.1'
'Global HardwareSetting¦ParameterCollection¦NoiseFilterThreshold.Enabled #1' | 'true'
'Global HardwareSetting¦ParameterCollection¦Trigger.GuiHint #1' | 'GuiCheckBox'
'Global HardwareSetting¦ParameterCollection¦FrameRate.DisplayOrder¦IsReadOnly #1' | 'true'
'Global HardwareSetting¦ParameterCollection¦FrameRate.DisplayOrder #1' | '202'
'Global HardwareSetting¦ParameterCollection¦AutoExposureFrame.Enabled¦Status #1' | 'Valid'
'Global HardwareSetting¦ParameterCollection¦ValidBits #1' | '16'
'Global HardwareSetting¦ParameterCollection¦LiveImageByteSize.Type¦IsReadOnly #1' | 'true'
'Global HardwareSetting¦ParameterCollection¦Adjust¦Status #1' | 'Valid'
'Global HardwareSetting¦Configuration¦Device¦MinPosition #22' | '1'
'Global HardwareSetting¦ParameterCollection¦ApoTomeAutomaticGridControl¦Status #1' | 'Valid'
'Global HardwareSetting¦Configuration¦Device¦MinPosition #21' | '1'
'Global HardwareSetting¦Configuration¦Device¦MinPosition #20' | '1'
'Global Experiment¦IsSegmented #1' | 'false'
'Global HardwareSetting¦ParameterCollection¦ApoTomeRecommendedGrid¦Status #1' | 'Valid'
'Global Experiment¦AcquisitionBlock¦MultiTrackSetup¦ZStackSetup¦UseFocusBacklashCorrection #1' | 'false'
'Global HardwareSetting¦ParameterCollection¦ShadingReference.GuiHint¦IsReadOnly #1' | 'true'
'Global HardwareSetting¦ParameterCollection¦LiveShutter.Type¦Status #1' | 'Valid'
'Global HardwareSetting¦Configuration¦Device¦MinPosition #19' | '1'
'Global HardwareSetting¦Configuration¦Device¦MinPosition #18' | '1'
'Global HardwareSetting¦Configuration¦Device¦MinPosition #17' | '1'
'Global HardwareSetting¦Configuration¦Device¦MinPosition #16' | '1'
'Global HardwareSetting¦Configuration¦Device¦MinPosition #15' | '0'
'Global HardwareSetting¦Configuration¦Device¦MinPosition #14' | '0.09'
'Global HardwareSetting¦Configuration¦Device¦MinPosition #13' | '-350000'
'Global HardwareSetting¦Configuration¦Device¦MinPosition #12' | '-350000'
'Global HardwareSetting¦Configuration¦Device¦MinPosition #11' | '-350000'
'Global HardwareSetting¦Configuration¦Device¦MinPosition #10' | '-350000'
'Global HardwareSetting¦ParameterCollection¦ApoTomeGenericCamera #1' | 'MTBCamera_MTBSideportChanger_Left.HDCamC11440-42U'
'Global HardwareSetting¦ParameterCollection¦AdjustFrameRate #1' | 'false'
'Global HardwareSetting¦Configuration¦Device¦Contrast¦Type #7' | 'Contrast'
'Global HardwareSetting¦Configuration¦Device¦Contrast¦Type #6' | 'Contrast'
'Global HardwareSetting¦Configuration¦Device¦Contrast¦Type #5' | 'Contrast'
'Global HardwareSetting¦Configuration¦Device¦Contrast¦Type #4' | 'Contrast'
'Global HardwareSetting¦Configuration¦Device¦Contrast¦Type #3' | 'Contrast'
'Global HardwareSetting¦Configuration¦Device¦Contrast¦Type #2' | 'Contrast'
'Global HardwareSetting¦Configuration¦Device¦Contrast¦Type #1' | 'Contrast'
'Global HardwareSetting¦ParameterCollection¦ApoTomeFocusPosition¦Status #1' | 'Valid'
'Global HardwareSetting¦ParameterCollection¦ExposureControl.Enabled¦IsReadOnly #1' | 'true'
'Global HardwareSetting¦ParameterCollection¦ImageOrientation.Label¦IsReadOnly #1' | 'true'
'Global HardwareSetting¦Configuration¦Device¦MinPosition #09' | '1'
'Global HardwareSetting¦Configuration¦Device¦MinPosition #08' | '1'
'Global HardwareSetting¦Configuration¦Device¦MinPosition #07' | '1'
'Global HardwareSetting¦Configuration¦Device¦MinPosition #06' | '1'
'Global HardwareSetting¦Configuration¦Device¦MinPosition #05' | '1'
'Global HardwareSetting¦ParameterCollection¦ImagePixelDistances.Type¦Status #1' | 'Valid'
'Global HardwareSetting¦ParameterCollection¦ConversionFactorOffset.Type¦IsReadOnly #1' | 'true'
'Global HardwareSetting¦Configuration¦Device¦MinPosition #04' | '1'
'Global HardwareSetting¦Configuration¦Device¦MinPosition #03' | '-14000'
'Global HardwareSetting¦Configuration¦Device¦MinPosition #02' | '1'
'Global HardwareSetting¦ParameterCollection¦Adjust.GuiHint¦Status #1' | 'Valid'
'Global HardwareSetting¦Configuration¦Device¦MinPosition #01' | '1'
'Global HardwareSetting¦ParameterCollection¦BinningList.ListItems #1' | '0¦1x1¦1x1,1¦2x2¦2x2,2¦4x4¦4x4'
'Global HardwareSetting¦ParameterCollection¦BinningList.Type #1' | 'IntegerType'
'Global HardwareSetting¦ParameterCollection¦ApoTomeFullPhase #1' | '2054'
'Global HardwareSetting¦ParameterCollection¦ReadoutSpeed.GuiHint #1' | 'GuiComboBox'
'Global HardwareSetting¦ParameterCollection¦InternalTriggerMinExposure.Enabled¦IsReadOnly #1' | 'true'
'Global HardwareSetting¦ParameterCollection¦UnsharpMask.Default¦Status #1' | 'Valid'
'Global HardwareSetting¦ParameterCollection¦AutomaticTriggerControl¦Status #1' | 'Valid'
'Global HardwareSetting¦ParameterCollection¦SequenceCount.Default¦Status #1' | 'Valid'
'Global Experiment¦AcquisitionBlock¦RegionsSetup¦SampleHolder¦IsOnlineStitchingEnabled #1' | 'false'
'Global HardwareSetting¦ParameterCollection¦FrameBundle.Max #1' | '1000'
'Global HardwareSetting¦ParameterCollection¦ExposureControl.Label¦IsReadOnly #1' | 'true'
'Global HardwareSetting¦ParameterCollection¦NoiseFilter.GuiHint¦IsReadOnly #1' | 'true'
'Global HardwareSetting¦ParameterCollection¦DefectPixelCorrection.Type¦IsReadOnly #1' | 'true'
'Global HardwareSetting¦ParameterCollection¦SequenceProgress #1' | 'true'
'Global HardwareSetting¦ParameterCollection¦ApoTomeHardwareVersion #1' | 'AT2'
'Global Experiment¦AcquisitionBlock¦FocusMapSetup¦LowerLimit #1' | '0'
'Global HardwareSetting¦ParameterCollection¦Trigger.Default¦Status #1' | 'Valid'
'Global HardwareSetting¦ParameterCollection¦AutoExposureFrame.Default #1' | 'Empty'
'Global HardwareSetting¦ParameterCollection¦ShadingReference.Enabled #1' | 'false'
'Global HardwareSetting¦ParameterCollection¦ApoTomeGrid #1' | 'OH'
'Global Experiment¦AcquisitionBlock¦MultiTrackSetup¦Track¦Channel¦DataGrabberSetup¦CameraFrameSetup¦ExposureTime #11' | '198.3000000475'
'Global Experiment¦AcquisitionBlock¦MultiTrackSetup¦Track¦Channel¦DataGrabberSetup¦CameraFrameSetup¦ExposureTime #10' | '333.3000000475'
'Global HardwareSetting¦ParameterCollection¦FrameBundle.Max¦Status #1' | 'Valid'
'Global HardwareSetting¦ParameterCollection¦NoiseFilterThreshold.Max¦Status #1' | 'Valid'
'Global HardwareSetting¦Configuration¦Device¦Filter¦Position #6' | '6'
'Global HardwareSetting¦Configuration¦Device¦Filter¦Position #5' | '5'
'Global HardwareSetting¦Configuration¦Device¦Filter¦Position #4' | '4'
'Global HardwareSetting¦Configuration¦Device¦Filter¦Position #3' | '3'
'Global HardwareSetting¦Configuration¦Device¦Filter¦Position #2' | '2'
'Global HardwareSetting¦ParameterCollection¦IsRunning¦Status #2' | 'Valid'
'Global HardwareSetting¦Configuration¦Device¦Filter¦Position #1' | '1'
'Global HardwareSetting¦ParameterCollection¦IsRunning¦Status #1' | 'Valid'
'Global HardwareSetting¦ParameterCollection¦ImageOrientation.Label¦Status #1' | 'Valid'
'Global Experiment¦AcquisitionBlock¦MultiTrackSetup¦Track¦Channel¦DataGrabberSetup¦CameraFrameSetup¦ExposureTime #09' | '945.4000000475'
'Global Experiment¦AcquisitionBlock¦CPMFocusSetup¦UseAutoBC #1' | 'false'
'Global Experiment¦AcquisitionBlock¦MultiTrackSetup¦Track¦Channel¦DataGrabberSetup¦CameraFrameSetup¦ExposureTime #08' | '77.600000047498'
'Global Experiment¦AcquisitionBlock¦MultiTrackSetup¦Track¦Channel¦DataGrabberSetup¦CameraFrameSetup¦ExposureTime #07' | '38.100000047498'
'Global Experiment¦AcquisitionBlock¦MultiTrackSetup¦Track¦Channel¦DataGrabberSetup¦CameraFrameSetup¦ExposureTime #06' | '14.100000047498'
'Global HardwareSetting¦ParameterCollection¦ShadingReferenceSource.Default¦IsReadOnly #1' | 'true'
'Global Experiment¦AcquisitionBlock¦MultiTrackSetup¦Track¦Channel¦DataGrabberSetup¦CameraFrameSetup¦ExposureTime #05' | '200'
'Global Experiment¦AcquisitionBlock¦MultiTrackSetup¦Track¦Channel¦DataGrabberSetup¦CameraFrameSetup¦ExposureTime #04' | '37.5'
'Global Experiment¦AcquisitionBlock¦MultiTrackSetup¦Track¦Channel¦DataGrabberSetup¦CameraFrameSetup¦ExposureTime #03' | '20.800000047498'
'Global Experiment¦AcquisitionBlock¦MultiTrackSetup¦Track¦Channel¦DataGrabberSetup¦CameraFrameSetup¦ExposureTime #02' | '70.2'
'Global Experiment¦AcquisitionBlock¦MultiTrackSetup¦Track¦Channel¦DataGrabberSetup¦CameraFrameSetup¦ExposureTime #01' | '14.400000047498'
'Global Experiment¦AcquisitionBlock¦AcquisitionModeSetup¦Camera¦ShadingStrength #1' | '1'
'Global HardwareSetting¦ParameterCollection¦LiveImageFrame #1' | '0,0,512,512'
'Global Experiment¦HardwareSettingsPool¦HardwareSetting¦ParameterCollection¦LampMode¦Status #9' | 'Valid'
'Global Experiment¦HardwareSettingsPool¦HardwareSetting¦ParameterCollection¦LampMode¦Status #8' | 'Valid'
'Global Experiment¦HardwareSettingsPool¦HardwareSetting¦ParameterCollection¦LampMode¦Status #7' | 'Valid'
'Global Experiment¦HardwareSettingsPool¦HardwareSetting¦ParameterCollection¦LampMode¦Status #6' | 'Valid'
'Global Experiment¦HardwareSettingsPool¦HardwareSetting¦ParameterCollection¦LampMode¦Status #5' | 'Valid'
'Global Experiment¦HardwareSettingsPool¦HardwareSetting¦ParameterCollection¦LampMode¦Status #4' | 'Valid'
'Global HardwareSetting¦Configuration¦Device¦PositionUnit #8' | '%'
'Global Experiment¦HardwareSettingsPool¦HardwareSetting¦ParameterCollection¦LampMode¦Status #3' | 'Valid'
'Global HardwareSetting¦Configuration¦Device¦PositionUnit #7' | 'Volt'
'Global HardwareSetting¦ParameterCollection¦SequenceProgress.Type¦IsReadOnly #1' | 'true'
'Global Experiment¦HardwareSettingsPool¦HardwareSetting¦ParameterCollection¦LampMode¦Status #2' | 'Valid'
'Global HardwareSetting¦Configuration¦Device¦PositionUnit #6' | 'NA'
'Global Experiment¦HardwareSettingsPool¦HardwareSetting¦ParameterCollection¦LampMode¦Status #1' | 'Valid'
'Global HardwareSetting¦Configuration¦Device¦PositionUnit #5' | 'µm'
'Global HardwareSetting¦Configuration¦Device¦PositionUnit #4' | 'µm'
'Global HardwareSetting¦Configuration¦Device¦PositionUnit #3' | 'µm'
'Global Experiment¦AcquisitionBlock¦FocusSetup¦AutofocusRegion¦DY #1' | '1'
'Global HardwareSetting¦Configuration¦Device¦PositionUnit #2' | 'µm'
'Global HardwareSetting¦Configuration¦Device¦PositionUnit #1' | 'µm'
'Global Experiment¦AcquisitionBlock¦FocusSetup¦FocusStrategy¦WaitPositionMode #1' | 'CenterOfFirstRegion'
'Global HardwareSetting¦Configuration¦Device¦Reflector¦UniqueName #4' | 'Cy 5'
'Global HardwareSetting¦Configuration¦Device¦Reflector¦UniqueName #3' | 'Reflector.489043-9901-000'
'Global HardwareSetting¦ParameterCollection¦BlackReference.Type #1' | 'BoolType'
'Global HardwareSetting¦Configuration¦Device¦Reflector¦UniqueName #2' | 'Reflector.489038-9901-000'
'Global HardwareSetting¦Configuration¦Device¦Reflector¦UniqueName #1' | 'Reflector.488049-9901-000'
'Global HardwareSetting¦ParameterCollection¦ApplyImageOrientation.Type #1' | 'BoolType'
'Global HardwareSetting¦ParameterCollection¦TotalMagnification¦IsActivated #1' | 'true'
'Global HardwareSetting¦ParameterCollection¦ImageDeliveryBufferCount.Type¦Status #1' | 'Valid'
'Global HardwareSetting¦ParameterCollection¦ExposureTime.Min¦Status #1' | 'Valid'
'Global HardwareSetting¦ParameterCollection¦AutoExposureFrame.Enabled #1' | 'true'
'Global HardwareSetting¦Configuration¦Device¦OptovarLens¦Position #2' | '2'
'Global HardwareSetting¦Configuration¦Device¦OptovarLens¦Position #1' | '1'
'Global HardwareSetting¦Configuration¦Device¦ApoTomeClickStopInfo¦ApoTomeClickStopInfo¦ApoTomeClickStopInfoElement¦Zoom1 #2' | '6.52173913043478'
'Global HardwareSetting¦Configuration¦Device¦ApoTomeClickStopInfo¦ApoTomeClickStopInfo¦ApoTomeClickStopInfoElement¦Zoom1 #1' | '8'
'Global Experiment¦AcquisitionBlock¦CPMFocusSetup¦StrategyMode #1' | 'None'
'Global HardwareSetting¦ParameterCollection¦MinExposureTimeValidation.Default¦Status #1' | 'Valid'
'Global HardwareSetting¦ParameterCollection¦OpticalSectionDepth #1' | '0'
'Global Experiment¦HardwareSettingsPool¦HardwareSetting¦ParameterCollection¦LampMode #9' | 'Manual'
'Global Experiment¦HardwareSettingsPool¦HardwareSetting¦ParameterCollection¦LampMode #8' | 'Manual'
'Global Experiment¦HardwareSettingsPool¦HardwareSetting¦ParameterCollection¦LampMode #7' | 'Manual'
'Global Experiment¦HardwareSettingsPool¦HardwareSetting¦ParameterCollection¦LampMode #6' | 'Manual'
'Global HardwareSetting¦ParameterCollection¦NoiseFilter.Default¦Status #1' | 'Valid'
'Global Experiment¦HardwareSettingsPool¦HardwareSetting¦ParameterCollection¦LampMode #5' | 'Manual'
'Global HardwareSetting¦ParameterCollection¦DualCameraCalibration.GuiHint #1' | 'GuiCheckBox'
'Global Experiment¦HardwareSettingsPool¦HardwareSetting¦ParameterCollection¦LampMode #4' | 'Manual'
'Global Experiment¦HardwareSettingsPool¦HardwareSetting¦ParameterCollection¦LampMode #3' | 'Manual'
'Global Experiment¦AcquisitionBlock¦CPMRegionsSetup¦SampleHolder¦IsConstantTiles #1' | 'false'
'Global Experiment¦HardwareSettingsPool¦HardwareSetting¦ParameterCollection¦LampMode #2' | 'Manual'
'Global Experiment¦HardwareSettingsPool¦HardwareSetting¦ParameterCollection¦LampMode #1' | 'Manual'
'Global Experiment¦AcquisitionBlock¦CPMRegionsSetup¦IsActivated #1' | 'false'
'Global HardwareSetting¦Configuration¦Device¦Objective¦UniqueName #6' | 'Objective.421351-9970-710'
'Global HardwareSetting¦Configuration¦Device¦Objective¦UniqueName #5' | 'Objective.421767-9970-000'
'Global HardwareSetting¦Configuration¦Device¦Objective¦UniqueName #4' | 'Objective.420782-9901-000'
'Global HardwareSetting¦Configuration¦Device¦Objective¦UniqueName #3' | 'Objective.420462-9900-000'
'Global HardwareSetting¦ParameterCollection¦CameraBias.Type #1' | 'IntegerType'
'Global HardwareSetting¦Configuration¦Device¦Objective¦UniqueName #2' | 'Objective.420650-9901-000'
'Global HardwareSetting¦Configuration¦Device¦Objective¦UniqueName #1' | 'Objective.440331-9902-000'
'Global Information¦User¦Id #1' | '0'
'Global Scaling¦AutoScaling¦Objective #1' | 'Objective.421767-9970-000'
'Global HardwareSetting¦Configuration¦Device¦Mirror¦SuccessorId #3' | 'MTBSideportRight'
'Global HardwareSetting¦Configuration¦Device¦Mirror¦SuccessorId #2' | 'MTBCameraAdapter_MTBSideportChanger_Left'
'Global HardwareSetting¦Configuration¦Device¦MinContinualAcceleration #5' | '0'
'Global HardwareSetting¦Configuration¦Device¦Mirror¦SuccessorId #1' | 'MTBEyePiece'
'Global HardwareSetting¦Configuration¦Device¦MinContinualAcceleration #4' | '0'
'Global HardwareSetting¦Configuration¦Device¦MinContinualAcceleration #3' | '0'
'Global HardwareSetting¦Configuration¦Device¦MinContinualAcceleration #2' | '0'
'Global HardwareSetting¦Configuration¦Device¦MinContinualAcceleration #1' | '0'
'Global Experiment¦AcquisitionBlock¦FocusSetup¦FocusStrategy¦TilesIntervalInfo¦MainInterval #1' | '1'
'Global Experiment¦AutoSave¦Name #1' | 'New'
'Global HardwareSetting¦ParameterCollection¦ConversionFactorCoeff¦Status #1' | 'Valid'
'Global HardwareSetting¦ParameterCollection¦TheoreticalTotalMagnification¦IsActivated #1' | 'true'
'Global HardwareSetting¦Configuration¦Device¦BeamPath¦Key #4' | 'ObliqueLightPath'
'Global HardwareSetting¦Configuration¦Device¦BeamPath¦Key #3' | 'TransmittedLightPath'
'Global HardwareSetting¦Configuration¦Device¦BeamPath¦Key #2' | 'ReflectedLightPath'
'Global HardwareSetting¦Configuration¦Device¦OptovarLens¦Model #2' | ''
'Global Experiment¦AcquisitionBlock¦FocusSetup¦FocusStrategy¦StrategyMode #1' | 'None'
'Global HardwareSetting¦Configuration¦Device¦BeamPath¦Key #1' | 'ObservationPath'
'Global HardwareSetting¦Configuration¦Device¦OptovarLens¦Model #1' | ''
'Global Experiment¦AcquisitionBlock¦CPMRegionsSetup¦SampleHolder¦StageReferencePoint #1' | '0,0'
'Global HardwareSetting¦ParameterCollection¦ConversionFactorCoeff.Mode¦Status #1' | 'Valid'
'Global Information¦Image¦MicroscopeRef¦Id #1' | 'Microscope:1'
'Global HardwareSetting¦ParameterCollection¦ReadoutSpeed.GuiHint¦IsReadOnly #1' | 'true'
'Global Information¦Document¦UserName #1' | 'Ghost'
'Global HardwareSetting¦Configuration¦Device¦BeamPath¦BeamPathNode¦BeamPathNode¦Id #3' | 'Condenser'
'Global Experiment¦AcquisitionBlock¦TempSeriesSetup¦IsActivated #1' | 'false'
'Global HardwareSetting¦Configuration¦Device¦BeamPath¦BeamPathNode¦BeamPathNode¦Id #2' | 'MTBObjectiveChanger'
'Global HardwareSetting¦Configuration¦Device¦BeamPath¦BeamPathNode¦BeamPathNode¦Id #1' | 'MTBObjectiveChanger'
'Global HardwareSetting¦ParameterCollection¦ImageOrientation #1' | '4'
'Global HardwareSetting¦ParameterCollection¦InternalTriggerMinExposure.Label¦Status #1' | 'Valid'
'Global Experiment¦AcquisitionBlock¦AcquisitionModeSetup¦Camera¦ShadingReference¦Status #1' | 'Valid'
'Global HardwareSetting¦ParameterCollection¦PhaseWobble¦Status #1' | 'Valid'
'Global HardwareSetting¦ParameterCollection¦LiveImageFrame.Max #1' | '0,0,512,512'
'Global HardwareSetting¦ParameterCollection¦ShadingStrength.Mode¦IsReadOnly #1' | 'true'
'Global HardwareSetting¦ParameterCollection¦ApoTomeAcquisitionMode #1' | 'None'
'Global Experiment¦AutoSave¦Quality #1' | '90'
'Global HardwareSetting¦ParameterCollection¦TriggerMode.Label #1' | 'Acquire¦Trigger Mode'
'Global HardwareSetting¦ParameterCollection¦ApplyImageOrientation.Default #1' | 'true'
'Global Information¦Image¦Channel¦Detector¦Id #1' | 'Detector:Flash'
'Global HardwareSetting¦ParameterCollection¦FrameRateTarget.Type¦IsReadOnly #1' | 'true'
'Global HardwareSetting¦ParameterCollection¦TotalMagnification¦IsReadOnly #1' | 'true'
'Global Experiment¦AcquisitionBlock¦AcquisitionModeSetup¦Camera¦Trigger¦Status #1' | 'Valid'
'Global Experiment¦AcquisitionBlock¦FocusSetup¦UseCameraParameters #1' | 'false'
'Global Experiment¦AcquisitionBlock¦MultiTrackSetup¦Track¦Channel¦ContrastMethod¦ContrastTypes #5' | 'AllTLPhase'
'Global Experiment¦AcquisitionBlock¦MultiTrackSetup¦Track¦Channel¦ContrastMethod¦ContrastTypes #4' | 'AllTLDIC'
'Global Experiment¦AcquisitionBlock¦MultiTrackSetup¦Track¦Channel¦ContrastMethod¦ContrastTypes #3' | 'AllTLDIC'
'Global HardwareSetting¦Configuration¦Device¦HasSoftKeyLabeling #1' | 'true'
'Global Experiment¦AcquisitionBlock¦MultiTrackSetup¦Track¦Channel¦ContrastMethod¦ContrastTypes #2' | 'AllTLPhase'
'Global Experiment¦AcquisitionBlock¦MultiTrackSetup¦Track¦Channel¦ContrastMethod¦ContrastTypes #1' | 'BrightField'
'Global HardwareSetting¦ParameterCollection¦ConversionFactorCoeff.Mode #1' | 'Expert'
'Global Experiment¦AcquisitionBlock¦MultiTrackSetup¦ZStackSetup¦Interval¦Distance¦DefaultUnitFormat #1' | 'um'
'Global HardwareSetting¦Configuration¦Device¦ApoTomeClickStopInfo¦ApoTomeClickStopInfo¦ApoTomeClickStopInfoElement¦Count #2' | '4'
'Global HardwareSetting¦Configuration¦Device¦ApoTomeClickStopInfo¦ApoTomeClickStopInfo¦ApoTomeClickStopInfoElement¦Count #1' | '4'
'Global Experiment¦AcquisitionBlock¦CorrelativeSetup¦HolderDocument¦Calibration¦Marker3¦X #1' | 'NaN'
'Global Experiment¦AcquisitionBlock¦CPMRegionsSetup¦SampleHolder¦IsOptimizedTemplateShapesSorting #1' | 'true'
'Global HardwareSetting¦Configuration¦Device¦GridChanger¦ChangerElement¦UniqueName #3' | 'ApoTome.Grid3'
'Global HardwareSetting¦Configuration¦Device¦GridChanger¦ChangerElement¦UniqueName #2' | 'ApoTome.Grid2'
'Global HardwareSetting¦Configuration¦Device¦GridChanger¦ChangerElement¦UniqueName #1' | 'ApoTome.Grid1'
'Global HardwareSetting¦Configuration¦Device¦ChangerElement¦Position #5' | '3'
'Global HardwareSetting¦Configuration¦Device¦ChangerElement¦Position #4' | '2'
'Global HardwareSetting¦Configuration¦Device¦ChangerElement¦Position #3' | '1'
'Global HardwareSetting¦ParameterCollection¦FrameRateTarget.Min #1' | '1'
'Global HardwareSetting¦Configuration¦Device¦ChangerElement¦Position #2' | '6'
'Global HardwareSetting¦Configuration¦Device¦ChangerElement¦Position #1' | '3'
'Global Experiment¦AcquisitionBlock¦LineScanSetup¦IsActivated #1' | 'false'
'Global Experiment¦AcquisitionBlock¦RatioSetup¦SelectedColorMode #1' | 'Palette'
'Global HardwareSetting¦Configuration¦Device¦Filter¦Transmission #6' | '0.02'
'Global HardwareSetting¦Configuration¦Device¦Filter¦Transmission #5' | '0.2'
'Global HardwareSetting¦ParameterCollection¦TriggerMode.Label¦IsReadOnly #1' | 'true'
'Global HardwareSetting¦Configuration¦Device¦Filter¦Transmission #4' | '0.4'
'Global Experiment¦AcquisitionBlock¦FocusSetup¦AutofocusSignalQualityThreshold #1' | '50'
'Global HardwareSetting¦Configuration¦Device¦Filter¦Transmission #3' | '0.5'
'Global HardwareSetting¦Configuration¦Device¦Filter¦Transmission #2' | '0.7'
'Global HardwareSetting¦Configuration¦Device¦Filter¦Transmission #1' | '1'
'Global HardwareSetting¦ParameterCollection¦ReferenceImageCount.Default #1' | '3'
'Global HardwareSetting¦ParameterCollection¦ConversionFactorOffset.GuiHint #1' | 'GuiTextBox'
'Global HardwareSetting¦ParameterCollection¦AutomaticTriggerControl.Default #1' | 'true'
'Global Experiment¦AcquisitionBlock¦TimeSeriesSetup¦IsLongAsPossible #1' | 'false'
'Global HardwareSetting¦ParameterCollection¦ShadingStrength.Max¦IsReadOnly #1' | 'true'
'Global HardwareSetting¦ParameterCollection¦ContinualAcceleration¦Status #3' | 'Valid'
'Global HardwareSetting¦ParameterCollection¦ContinualAcceleration¦Status #2' | 'Valid'
'Global HardwareSetting¦Configuration¦Device¦LightManagerModes #1' | 'Objective, Classic'
'Global HardwareSetting¦ParameterCollection¦ContinualAcceleration¦Status #1' | 'Valid'
'Global Experiment¦AutoSave¦StorageFolder #1' | 'D:\Users\obanda310@gmail.com\Pictures'
'Global HardwareSetting¦Configuration¦Device¦MaxPosition #22' | '256'
'Global Experiment¦AcquisitionBlock¦AcquisitionModeSetup¦Camera¦SequenceProgress¦Status #1' | 'Valid'
'Global HardwareSetting¦Configuration¦Device¦MaxPosition #21' | '4096'
'Global HardwareSetting¦Configuration¦Device¦MaxPosition #20' | '3'
'Global HardwareSetting¦ParameterCollection¦FrameBundle.GuiHint¦Status #1' | 'Valid'
'Global HardwareSetting¦ParameterCollection¦AxisCalibrationMode #3' | 'NotCalibrated'
'Global HardwareSetting¦ParameterCollection¦AxisCalibrationMode #2' | 'NotCalibrated'
'Global HardwareSetting¦ParameterCollection¦AxisCalibrationMode #1' | 'AutomaticallyCalibrated'
'Global Experiment¦IsStandardMode #1' | 'true'
'Global HardwareSetting¦ParameterCollection¦NoiseFilterThreshold.GuiHint¦IsReadOnly #1' | 'true'
'Global Information¦Image¦SizeZ #1' | '31'
'Global Experiment¦AcquisitionBlock¦RatioSetup¦RatioDisplayMaximum #1' | '10'
'Global HardwareSetting¦ParameterCollection¦ApoTomePhaseCount¦Status #1' | 'Valid'
'Global Scaling¦Distance¦Value #3' | '1E-06'
'Global Scaling¦Distance¦Value #2' | '6.5E-07'
'Global Information¦Image¦Channel¦LightSource¦Id #1' | 'LightSource:1'
'Global Scaling¦Distance¦Value #1' | '6.5E-07'
'Global HardwareSetting¦Configuration¦Device¦MaxPosition #19' | '256'
'Global HardwareSetting¦Configuration¦Device¦MaxPosition #18' | '100'
'Global HardwareSetting¦ParameterCollection¦FrameRateTarget.Mode¦Status #1' | 'Valid'
'Global HardwareSetting¦Configuration¦Device¦MaxPosition #17' | '2'
'Global HardwareSetting¦Configuration¦Device¦MaxPosition #16' | '2'
'Global HardwareSetting¦Configuration¦Device¦MaxPosition #15' | '12.2'
'Global HardwareSetting¦Configuration¦Device¦MaxPosition #14' | '0.55'
'Global HardwareSetting¦Configuration¦Device¦MaxPosition #13' | '350000'
'Global HardwareSetting¦Configuration¦Device¦MaxPosition #12' | '350000'
'Global HardwareSetting¦Configuration¦Device¦MaxPosition #11' | '350000'
'Global HardwareSetting¦Configuration¦Device¦MaxPosition #10' | '350000'
'Global Experiment¦AcquisitionBlock¦AcquisitionModeSetup¦Camera¦NoiseFilterThreshold¦Status #1' | 'Valid'
'Global Experiment¦AcquisitionBlock¦RatioSetup¦IsBackgroundROIDefined #1' | 'false'
'Global HardwareSetting¦ParameterCollection¦BinningList.Type¦Status #1' | 'Valid'
'Global HardwareSetting¦ParameterCollection¦TriggerMode.Enabled #1' | 'true'
'Global HardwareSetting¦ParameterCollection¦ContinuousAcquisitionMode.GuiHint¦IsReadOnly #1' | 'true'
'Global HardwareSetting¦ParameterCollection¦ShadingReferenceSource.Mode #1' | 'Normal'
'Global HardwareSetting¦ParameterCollection¦ImageFrame¦Status #1' | 'Valid'
'Global HardwareSetting¦ParameterCollection¦ApoTomeGenericCamera¦Status #1' | 'Valid'
'Global HardwareSetting¦Configuration¦Device¦MaxPosition #09' | '3'
'Global HardwareSetting¦Configuration¦Device¦MaxPosition #08' | '2'
'Global HardwareSetting¦Configuration¦Device¦MaxPosition #07' | '2'
'Global HardwareSetting¦ParameterCollection¦ReferenceImageCount.Enabled #1' | 'true'
'Global HardwareSetting¦Configuration¦Device¦MaxPosition #06' | '6'
'Global HardwareSetting¦ParameterCollection¦ImageFrame.Type¦Status #1' | 'Valid'
'Global HardwareSetting¦Configuration¦Device¦MaxPosition #05' | '3'
'Global HardwareSetting¦Configuration¦Device¦StageAxis¦Id #2' | 'MTBStageAxisY'
'Global HardwareSetting¦Configuration¦Device¦MaxPosition #04' | '6'
'Global HardwareSetting¦Configuration¦Device¦StageAxis¦Id #1' | 'MTBStageAxisX'
'Global HardwareSetting¦Configuration¦Device¦MaxPosition #03' | '14000'
'Global HardwareSetting¦Configuration¦Device¦MaxPosition #02' | '6'
'Global HardwareSetting¦Configuration¦Device¦MaxPosition #01' | '6'
'Global Experiment¦AcquisitionBlock¦MultiTrackSetup¦Track¦Channel¦FluorescenceDye¦ShortName #6' | 'DsRed'
'Global HardwareSetting¦ParameterCollection¦AutomaticTriggerControl.Enabled #1' | 'true'
'Global Experiment¦AcquisitionBlock¦MultiTrackSetup¦Track¦Channel¦FluorescenceDye¦ShortName #5' | 'DsRed'
'Global Experiment¦AcquisitionBlock¦MultiTrackSetup¦Track¦Channel¦FluorescenceDye¦ShortName #4' | 'DsRed'
'Global Experiment¦AcquisitionBlock¦MultiTrackSetup¦Track¦Channel¦FluorescenceDye¦ShortName #3' | 'DsRed'
'Global Experiment¦AcquisitionBlock¦MultiTrackSetup¦Track¦Channel¦FluorescenceDye¦ShortName #2' | 'EGFP'
'Global Experiment¦AcquisitionBlock¦MultiTrackSetup¦Track¦Channel¦FluorescenceDye¦ShortName #1' | 'DAPI'
'Global HardwareSetting¦Configuration¦Device¦Reflector¦WavelengthArea¦EmissionHigh #3' | '640'
'Global HardwareSetting¦Configuration¦Device¦Reflector¦WavelengthArea¦EmissionHigh #2' | '550'
'Global HardwareSetting¦Configuration¦Device¦Reflector¦WavelengthArea¦EmissionHigh #1' | '470'
'Global HardwareSetting¦ParameterCollection¦ReferenceImageCount.GuiHint¦IsReadOnly #1' | 'true'
'Global HardwareSetting¦ParameterCollection¦UnsharpMask.Enabled¦Status #1' | 'Valid'
'Global HardwareSetting¦ParameterCollection¦CameraDisplayName.GuiHint¦IsReadOnly #1' | 'true'
'Global HardwareSetting¦ParameterCollection¦ImageDeliveryBufferCount.Type¦IsReadOnly #1' | 'true'
'Global HardwareSetting¦ParameterCollection¦ShadingStrength.Mode #1' | 'Expert'
'Global HardwareSetting¦ParameterCollection¦ExposureDelay.Default #1' | '0'
'Global Experiment¦AcquisitionBlock¦FocusMapSetup¦SkipSharpnessMeasure #1' | 'false'
'Global HardwareSetting¦ParameterCollection¦BinningList.Enabled #1' | 'true'
'Global Experiment¦AcquisitionBlock¦AcquisitionModeSetup¦Camera¦ExposureDelay #1' | '0'
'Global HardwareSetting¦ParameterCollection¦SequenceProgress.GuiHint¦IsReadOnly #1' | 'true'
'Global HardwareSetting¦ParameterCollection¦Adjust #1' | '1'
'Global HardwareSetting¦ParameterCollection¦ReadoutSpeed.Label¦Status #1' | 'Valid'
'Global HardwareSetting¦ParameterCollection¦NoiseFilter #1' | 'false'
'Global Experiment¦HardwareSettingsPool¦HardwareSetting¦ParameterCollection¦Intensity¦IsActivated #9' | 'true'
'Global Experiment¦HardwareSettingsPool¦HardwareSetting¦ParameterCollection¦Intensity¦IsActivated #8' | 'true'
'Global Experiment¦HardwareSettingsPool¦HardwareSetting¦ParameterCollection¦Intensity¦IsActivated #7' | 'true'
'Global Experiment¦HardwareSettingsPool¦HardwareSetting¦ParameterCollection¦Intensity¦IsActivated #6' | 'true'
'Global Experiment¦HardwareSettingsPool¦HardwareSetting¦ParameterCollection¦Intensity¦IsActivated #5' | 'true'
'Global Experiment¦HardwareSettingsPool¦HardwareSetting¦ParameterCollection¦Intensity¦IsActivated #4' | 'true'
'Global Experiment¦HardwareSettingsPool¦HardwareSetting¦ParameterCollection¦Intensity¦IsActivated #3' | 'true'
'Global Experiment¦HardwareSettingsPool¦HardwareSetting¦ParameterCollection¦Intensity¦IsActivated #2' | 'true'
'Global HardwareSetting¦ParameterCollection¦Adjust.Type¦IsReadOnly #1' | 'true'
'Global Experiment¦HardwareSettingsPool¦HardwareSetting¦ParameterCollection¦Intensity¦IsActivated #1' | 'true'
'Global HardwareSetting¦ParameterCollection¦Trigger.Enabled¦Status #1' | 'Valid'
'Global Experiment¦AcquisitionBlock¦FocusMapSetup¦IsActivated #1' | 'false'
'Global Experiment¦AcquisitionBlock¦FocusSetup¦DefiniteFocus¦IsActivated #1' | 'false'
'Global Experiment¦AcquisitionBlock¦AcquisitionModeSetup¦Camera¦FrameBundle¦Status #1' | 'Valid'
'Global HardwareSetting¦ParameterCollection¦ApplyCameraProfile.Type¦Status #1' | 'Valid'
'Global HardwareSetting¦ParameterCollection¦FrameRateTarget¦Status #1' | 'Valid'
'Global HardwareSetting¦ParameterCollection¦Adjust.Default¦IsReadOnly #1' | 'true'
'Global HardwareSetting¦ParameterCollection¦BlackReference.Default¦Status #1' | 'Valid'
'Global HardwareSetting¦ParameterCollection¦ImageOrientation.Enabled¦IsReadOnly #1' | 'true'
'Global HardwareSetting¦ParameterCollection¦ExposureTime.Enabled¦IsReadOnly #1' | 'true'
'Global HardwareSetting¦ParameterCollection¦InternalFrameRate.Enabled #1' | 'false'
'Global HardwareSetting¦ParameterCollection¦ValidPixelMaximum.Default #1' | '255'
'Global HardwareSetting¦ParameterCollection¦ApplyCameraProfile.Default¦Status #1' | 'Valid'
'Global HardwareSetting¦ParameterCollection¦DualCameraCalibration.Enabled¦IsReadOnly #1' | 'true'
'Global HardwareSetting¦ParameterCollection¦FrameRate.Mode #1' | 'Expert'
'Global HardwareSetting¦Configuration¦Device¦Contrast¦Position #7' | '1'
'Global HardwareSetting¦Configuration¦Device¦Objective¦Position #6' | '6'
'Global HardwareSetting¦Configuration¦Device¦Contrast¦Position #6' | '6'
'Global HardwareSetting¦Configuration¦Device¦Objective¦Position #5' | '5'
'Global HardwareSetting¦Configuration¦Device¦Contrast¦Position #5' | '5'
'Global HardwareSetting¦Configuration¦Device¦Objective¦Position #4' | '4'
'Global HardwareSetting¦Configuration¦Device¦Contrast¦Position #4' | '4'
'Global HardwareSetting¦Configuration¦Device¦Objective¦Position #3' | '3'
'Global HardwareSetting¦Configuration¦Device¦Contrast¦Position #3' | '3'
'Global HardwareSetting¦Configuration¦Device¦Objective¦Position #2' | '2'
'Global HardwareSetting¦Configuration¦Device¦Contrast¦Position #2' | '2'
'Global HardwareSetting¦Configuration¦Device¦Objective¦Position #1' | '1'
'Global HardwareSetting¦Configuration¦Device¦Contrast¦Position #1' | '1'
'Global HardwareSetting¦ParameterCollection¦ShadingStrength¦Status #1' | 'Valid'
'Global HardwareSetting¦Configuration¦Device¦BeamPath¦BeamPathNode¦BeamPathNode¦BeamPathNode¦BeamPathNode¦BeamPathNode¦BeamPathNode¦BeamPathNode¦Id #2' | 'MTBFLAttenuator'
'Global HardwareSetting¦Configuration¦Device¦BeamPath¦BeamPathNode¦BeamPathNode¦BeamPathNode¦BeamPathNode¦BeamPathNode¦BeamPathNode¦BeamPathNode¦Id #1' | 'MTBCamera_MTBSideportChanger_Left.HDCamC11440-42U'
'Global HardwareSetting¦ParameterCollection¦NoiseFilterThreshold.Min¦IsReadOnly #1' | 'true'
'Global HardwareSetting¦ParameterCollection¦ExposureTime.Increment¦IsReadOnly #1' | 'true'
'Global HardwareSetting¦ParameterCollection¦LiveImagePixelAccuracy.Type¦Status #1' | 'Valid'
'Global HardwareSetting¦ParameterCollection¦AutoExposure¦Status #1' | 'Valid'
'Global Experiment¦AcquisitionBlock¦CPMPixelSourceSetup¦IsActivated #1' | 'false'
'Global HardwareSetting¦ParameterCollection¦CameraPixelMaximum¦Status #1' | 'Valid'
'Global HardwareSetting¦ParameterCollection¦ApoTomePhaseCount #1' | '5'
'Global Experiment¦AcquisitionBlock¦ProcessingGraph¦StopPriority¦Name #1' | 'FileSink'
'Global HardwareSetting¦ParameterCollection¦ConversionFactorOffset.Type¦Status #1' | 'Valid'
'Global HardwareSetting¦ParameterCollection¦MinExposureTimeValidation.Enabled¦Status #1' | 'Valid'
'Global Experiment¦AcquisitionBlock¦MultiTrackSetup¦Track¦AfterHardwareSetting #11' | 'After [DsRed]23'
'Global Experiment¦AcquisitionBlock¦MultiTrackSetup¦Track¦AfterHardwareSetting #10' | 'After [DsRed]22'
'Global Experiment¦AcquisitionBlock¦MultiTrackSetup¦Track¦Channel¦IsSelected #11' | 'true'
'Global Experiment¦AcquisitionBlock¦MultiTrackSetup¦Track¦Channel¦FluorescenceDye¦collection_id #6' | '66071726-cbd4-4c41-b371-0a6eee4ae9c5'
'Global Experiment¦AcquisitionBlock¦MultiTrackSetup¦Track¦Channel¦IsSelected #10' | 'false'
'Global Experiment¦AcquisitionBlock¦MultiTrackSetup¦Track¦Channel¦FluorescenceDye¦collection_id #5' | '66071726-cbd4-4c41-b371-0a6eee4ae9c5'
'Global Experiment¦AcquisitionBlock¦CorrelativeSetup¦HolderDocument¦Calibration¦Marker1¦Y #1' | 'NaN'
'Global Experiment¦AcquisitionBlock¦MultiTrackSetup¦Track¦Channel¦FluorescenceDye¦collection_id #4' | '66071726-cbd4-4c41-b371-0a6eee4ae9c5'
'Global Experiment¦AcquisitionBlock¦MultiTrackSetup¦Track¦Channel¦FluorescenceDye¦collection_id #3' | '66071726-cbd4-4c41-b371-0a6eee4ae9c5'
'Global Experiment¦AcquisitionBlock¦MultiTrackSetup¦Track¦Channel¦FluorescenceDye¦collection_id #2' | '66071726-cbd4-4c41-b371-0a6eee4ae9c5'
'Global Experiment¦AcquisitionBlock¦MultiTrackSetup¦Track¦Channel¦FluorescenceDye¦collection_id #1' | '66071726-cbd4-4c41-b371-0a6eee4ae9c5'
'Global HardwareSetting¦ParameterCollection¦InternalFrameRate.Type¦Status #1' | 'Valid'
'Global Experiment¦AcquisitionBlock¦AcquisitionModeSetup¦Camera¦ImageByteSize #1' | '524288'
'Global Experiment¦AcquisitionBlock¦CPMRegionsSetup¦SampleHolder¦UseFocusBacklashCorrection #1' | 'false'
'Global Experiment¦AcquisitionBlock¦MultiTrackSetup¦Track¦AfterHardwareSetting #09' | 'After [DsRed]2'
'Global Experiment¦AcquisitionBlock¦MultiTrackSetup¦Track¦AfterHardwareSetting #08' | 'After [PhaCo]2'
'Global HardwareSetting¦Configuration¦Device¦BeamPath¦BeamPathNode¦Id #4' | 'MTBObject'
'Global Experiment¦AcquisitionBlock¦MultiTrackSetup¦Track¦AfterHardwareSetting #07' | 'After [Dic]_2'
'Global HardwareSetting¦Configuration¦Device¦BeamPath¦BeamPathNode¦Id #3' | 'MTBObject'
'Global Experiment¦AcquisitionBlock¦MultiTrackSetup¦Track¦AfterHardwareSetting #06' | 'After [Dic]'
'Global HardwareSetting¦Configuration¦Device¦BeamPath¦BeamPathNode¦Id #2' | 'MTBObject'
'Global Experiment¦AcquisitionBlock¦MultiTrackSetup¦Track¦AfterHardwareSetting #05' | 'After [PhaCo]'
'Global Experiment¦AcquisitionBlock¦MultiTrackSetup¦Track¦Channel¦IsSelected #09' | 'false'
'Global HardwareSetting¦Configuration¦Device¦BeamPath¦BeamPathNode¦Id #1' | 'MTBObject'
'Global Experiment¦AcquisitionBlock¦MultiTrackSetup¦Track¦AfterHardwareSetting #04' | 'After [Brigh]'
'Global Experiment¦AcquisitionBlock¦MultiTrackSetup¦Track¦Channel¦IsSelected #08' | 'false'
'Global Experiment¦AcquisitionBlock¦MultiTrackSetup¦Track¦AfterHardwareSetting #03' | 'After [DsRed]'
'Global Experiment¦AcquisitionBlock¦MultiTrackSetup¦Track¦Channel¦IsSelected #07' | 'false'
'Global Experiment¦AcquisitionBlock¦MultiTrackSetup¦Track¦AfterHardwareSetting #02' | 'After [EGFP]'
'Global Experiment¦AcquisitionBlock¦MultiTrackSetup¦Track¦Channel¦IsSelected #06' | 'false'
'Global HardwareSetting¦ParameterCollection¦LiveShutter.GuiHint¦IsReadOnly #1' | 'true'
'Global Experiment¦AcquisitionBlock¦MultiTrackSetup¦Track¦AfterHardwareSetting #01' | 'After [DAPI]'
'Global Experiment¦AutoSave¦EnableSingleFileSave #1' | 'false'
'Global Experiment¦AcquisitionBlock¦MultiTrackSetup¦Track¦Channel¦IsSelected #05' | 'false'
'Global Experiment¦AcquisitionBlock¦MultiTrackSetup¦Track¦Channel¦IsSelected #04' | 'false'
'Global Experiment¦AcquisitionBlock¦MultiTrackSetup¦Track¦Channel¦IsSelected #03' | 'false'
'Global Experiment¦AcquisitionBlock¦MultiTrackSetup¦Track¦Channel¦IsSelected #02' | 'false'
'Global Experiment¦AcquisitionBlock¦MultiTrackSetup¦Track¦Channel¦IsSelected #01' | 'false'
'Global Experiment¦AcquisitionBlock¦RegionsSetup¦SampleHolder¦TileRegionAllowedScanArea #1' | 'Empty'
'Global Experiment¦AcquisitionBlock¦CPMRegionsSetup¦SampleHolder¦TemplateShapesScanMode #1' | 'Comb'
'Global HardwareSetting¦ParameterCollection¦BlackReference.Enabled¦IsReadOnly #1' | 'true'
'Global HardwareSetting¦ParameterCollection¦AxisSetPositionMode #3' | 'Default'
'Global HardwareSetting¦ParameterCollection¦AxisSetPositionMode #2' | 'Default'
'Global HardwareSetting¦ParameterCollection¦AxisSetPositionMode #1' | 'Default'
'Global HardwareSetting¦Configuration¦Device¦IsDazzleProtectionAvailable #1' | 'true'
'Global Experiment¦AcquisitionBlock¦AcquisitionModeSetup¦Camera¦NoiseFilter #1' | 'false'
'Global HardwareSetting¦Configuration¦Device¦HasLoadWork #5' | 'false'
'Global Experiment¦AcquisitionBlock¦FocusMapSetup¦TlFlashIntensity #1' | '0'
'Global HardwareSetting¦Configuration¦Device¦HasLoadWork #4' | 'false'
'Global HardwareSetting¦Configuration¦Device¦HasLoadWork #3' | 'false'
'Global HardwareSetting¦Configuration¦Device¦HasLoadWork #2' | 'false'
'Global HardwareSetting¦Configuration¦Device¦HasLoadWork #1' | 'true'
'Global HardwareSetting¦ParameterCollection¦ShadingStrength.Default¦IsReadOnly #1' | 'true'
'Global HardwareSetting¦ParameterCollection¦LiveImageFrame.Type¦IsReadOnly #1' | 'true'
'Global HardwareSetting¦Configuration¦Device¦IsParfocalCorrectionAvailable #1' | 'true'
'Global HardwareSetting¦ParameterCollection¦ShadingUseBias #1' | 'true'
'Global Information¦Instrument¦Objective¦WorkingDistance #1' | '280'
'Global HardwareSetting¦ParameterCollection¦AutoExposure.GuiHint¦IsReadOnly #1' | 'true'
'Global HardwareSetting¦ParameterCollection¦LiveImageFrame¦IsReadOnly #1' | 'true'
'Global Experiment¦AcquisitionBlock¦RegionsSetup¦SampleHolder¦UseStageContinualSpeed #1' | 'false'
'Global HardwareSetting¦Configuration¦Device¦SpeedUnit #5' | 'µm/s'
'Global HardwareSetting¦Configuration¦Device¦SpeedUnit #4' | 'µm/s'
'Global HardwareSetting¦Configuration¦Device¦SpeedUnit #3' | 'µm/s'
'Global HardwareSetting¦Configuration¦Device¦BeamPath¦BeamPathNode¦BeamPathNode¦BeamPathNode¦BeamPathNode¦Id #3' | 'MTBTLApertureStop'
'Global HardwareSetting¦ParameterCollection¦AutoExposureFrame.Type¦IsReadOnly #1' | 'true'
'Global HardwareSetting¦Configuration¦Device¦SpeedUnit #2' | 'µm/s'
'Global HardwareSetting¦Configuration¦Device¦BeamPath¦BeamPathNode¦BeamPathNode¦BeamPathNode¦BeamPathNode¦Id #2' | 'ApoTome'
'Global HardwareSetting¦Configuration¦Device¦SpeedUnit #1' | 'µm/s'
'Global HardwareSetting¦Configuration¦Device¦BeamPath¦BeamPathNode¦BeamPathNode¦BeamPathNode¦BeamPathNode¦Id #1' | 'MTBOptovarChanger'
'Global Experiment¦AcquisitionBlock¦CorrelativeSetup¦HolderDocument¦Delta2To3¦Y #1' | '0'
'Global Experiment¦AcquisitionBlock¦FocusSetup¦FocusStrategy¦IsFocussingBeforeAcquisition #1' | 'true'
'Global HardwareSetting¦ParameterCollection¦LiveImagePixelAccuracy.Type #1' | 'DoubleType'
'Global Experiment¦AcquisitionBlock¦RatioSetup¦SelectedReferenceIdChannel2 #1' | '0'
'Global Experiment¦AcquisitionBlock¦RatioSetup¦Multiplicator #1' | '1'
'Global HardwareSetting¦ParameterCollection¦ImagePixelType.Type¦Status #1' | 'Valid'
'Global Experiment¦AcquisitionBlock¦FocusSetup¦FocusStrategy¦IsActivated #1' | 'false'
'Global Experiment¦AcquisitionBlock¦AcquisitionModeSetup¦Camera¦ImageDeliveryBufferCount #1' | '4'
'Global HardwareSetting¦ParameterCollection¦TriggerMode.GuiHint¦IsReadOnly #1' | 'true'
'Global HardwareSetting¦ParameterCollection¦SequenceCount.Default #1' | '0'
'Global HardwareSetting¦ParameterCollection¦ApoTomeOperationState¦Status #1' | 'Valid'
'Global HardwareSetting¦Configuration¦Device¦IsParfocalCorrectionSilentModeOnOffAvailable #1' | 'false'
'Global HardwareSetting¦ParameterCollection¦ImageFrame.Type #1' | 'RectType'
'Global HardwareSetting¦ParameterCollection¦ImageOrientation.Default¦IsReadOnly #1' | 'true'
'Global HardwareSetting¦ParameterCollection¦ContinuousAcquisitionMode.Mode¦Status #1' | 'Valid'
'Global HardwareSetting¦Configuration¦Device¦HasContinualStartSpeed #5' | 'false'
'Global HardwareSetting¦Configuration¦Device¦HasContinualStartSpeed #4' | 'false'
'Global HardwareSetting¦ParameterCollection¦ExposureTime.Default¦IsReadOnly #1' | 'true'
'Global HardwareSetting¦Configuration¦Device¦HasContinualStartSpeed #3' | 'false'
'Global HardwareSetting¦Configuration¦Device¦HasContinualStartSpeed #2' | 'false'
'Global HardwareSetting¦Configuration¦Device¦HasContinualStartSpeed #1' | 'false'
'Global HardwareSetting¦ParameterCollection¦InternalTriggerMinExposure #1' | '1.00 ms'
'Global HardwareSetting¦ParameterCollection¦DefectPixelCorrection.GuiHint¦Status #1' | 'Valid'
'Global Experiment¦AcquisitionBlock¦MultiTrackSetup¦Track¦Channel¦FluorescenceDye¦Name #6' | 'DsRed'
'Global Experiment¦AcquisitionBlock¦MultiTrackSetup¦Track¦Channel¦FluorescenceDye¦Name #5' | 'DsRed'
'Global Experiment¦AcquisitionBlock¦MultiTrackSetup¦Track¦Channel¦FluorescenceDye¦Name #4' | 'DsRed'
'Global Experiment¦AcquisitionBlock¦RegionsSetup¦SampleHolder¦ScanMode #1' | 'Comb'
'Global Experiment¦AcquisitionBlock¦MultiTrackSetup¦Track¦Channel¦FluorescenceDye¦Name #3' | 'DsRed'
'Global Experiment¦AcquisitionBlock¦MultiTrackSetup¦Track¦Channel¦FluorescenceDye¦Name #2' | 'EGFP'
'Global Experiment¦AcquisitionBlock¦MultiTrackSetup¦Track¦Channel¦FluorescenceDye¦Name #1' | 'DAPI'
'Global HardwareSetting¦ParameterCollection¦ShadingStrength.Increment #1' | '0.01'
'Global HardwareSetting¦ParameterCollection¦ConversionFactorCoeff #1' | '0.51'
'Global HardwareSetting¦Configuration¦Device¦GridChanger¦ChangerElement¦Id #3' | ''
'Global HardwareSetting¦ParameterCollection¦AutomaticTriggerControl.Label #1' | 'Acquire¦Auto Trigger Control'
'Global HardwareSetting¦Configuration¦Device¦GridChanger¦ChangerElement¦Id #2' | ''
'Global HardwareSetting¦Configuration¦Device¦GridChanger¦ChangerElement¦Id #1' | ''
'Global Information¦Image¦Channel¦ExposureTime #1' | '198300000'
'Global HardwareSetting¦ParameterCollection¦DualCameraCalibration.Default¦IsReadOnly #1' | 'true'
'Global HardwareSetting¦ParameterCollection¦AdjustFrameRate.Type¦IsReadOnly #1' | 'true'
'Global HardwareSetting¦ParameterCollection¦Frame.Type¦IsReadOnly #1' | 'true'
'Global Experiment¦HardwareSettingsPool¦HardwareSetting¦ParameterCollection¦IsClosed #38' | 'true'
'Global Experiment¦HardwareSettingsPool¦HardwareSetting¦ParameterCollection¦IsClosed #37' | 'true'
'Global HardwareSetting¦ParameterCollection¦BinningList¦Status #1' | 'Valid'
'Global HardwareSetting¦ParameterCollection¦AutoExposure.Type¦IsReadOnly #1' | 'true'
'Global Experiment¦HardwareSettingsPool¦HardwareSetting¦ParameterCollection¦IsClosed #36' | 'false'
'Global Experiment¦HardwareSettingsPool¦HardwareSetting¦ParameterCollection¦IsClosed #35' | 'true'
'Global Experiment¦HardwareSettingsPool¦HardwareSetting¦ParameterCollection¦IsClosed #34' | 'true'
'Global Experiment¦HardwareSettingsPool¦HardwareSetting¦ParameterCollection¦IsClosed #33' | 'false'
'Global Experiment¦HardwareSettingsPool¦HardwareSetting¦ParameterCollection¦IsClosed #32' | 'true'
'Global Experiment¦HardwareSettingsPool¦HardwareSetting¦ParameterCollection¦IsClosed #31' | 'true'
'Global Experiment¦HardwareSettingsPool¦HardwareSetting¦ParameterCollection¦IsClosed #30' | 'false'
'Global HardwareSetting¦ParameterCollection¦AutoExposureTimeIncrement.Default #1' | '1'
'Global Experiment¦AcquisitionBlock¦AcquisitionModeSetup¦Camera¦FrameBundle #1' | '2'
'Global HardwareSetting¦Configuration¦Device¦Focus¦IsBroken #1' | 'false'
'Global HardwareSetting¦ParameterCollection¦IsCurrentFeed #1' | 'false'
'Global HardwareSetting¦ParameterCollection¦ContinualAcceleration #3' | '500000'
'Global HardwareSetting¦ParameterCollection¦ContinualAcceleration #2' | '500000'
'Global Experiment¦AcquisitionBlock¦AcquisitionModeSetup¦Camera¦NoiseFilter¦Status #1' | 'Valid'
'Global HardwareSetting¦ParameterCollection¦ContinualAcceleration #1' | '10000'
'Global HardwareSetting¦ParameterCollection¦ConversionFactorCoeff.Default¦Status #1' | 'Valid'
'Global HardwareSetting¦ParameterCollection¦CameraIdentifier.GuiHint¦IsReadOnly #1' | 'true'
'Global HardwareSetting¦ParameterCollection¦ApoTomeImageNormalization #1' | 'false'
'Global HardwareSetting¦ParameterCollection¦ShadingReferenceSource.Type¦Status #1' | 'Valid'
'Global Experiment¦HardwareSettingsPool¦HardwareSetting¦ParameterCollection¦IsClosed #29' | 'true'
'Global Experiment¦HardwareSettingsPool¦HardwareSetting¦ParameterCollection¦IsClosed #28' | 'true'
'Global Experiment¦HardwareSettingsPool¦HardwareSetting¦ParameterCollection¦IsClosed #27' | 'false'
'Global Experiment¦HardwareSettingsPool¦HardwareSetting¦ParameterCollection¦IsClosed #26' | 'true'
'Global HardwareSetting¦ParameterCollection¦ApplyCameraProfile.Type¦IsReadOnly #1' | 'true'
'Global HardwareSetting¦ParameterCollection¦InternalFrameRate¦IsReadOnly #1' | 'true'
'Global Experiment¦HardwareSettingsPool¦HardwareSetting¦ParameterCollection¦IsClosed #25' | 'true'
'Global HardwareSetting¦ParameterCollection¦ReferenceImageCount.Increment¦Status #1' | 'Valid'
'Global Experiment¦HardwareSettingsPool¦HardwareSetting¦ParameterCollection¦IsClosed #24' | 'false'
'Global Experiment¦AcquisitionBlock¦FocusSetup¦FocusStrategy¦TimeSeriesIntervalInfo¦MainInterval #1' | '1'
'Global HardwareSetting¦ParameterCollection¦CameraOrientation.Type¦IsReadOnly #1' | 'true'
'Global Experiment¦HardwareSettingsPool¦HardwareSetting¦ParameterCollection¦IsClosed #23' | 'true'
'Global Experiment¦HardwareSettingsPool¦HardwareSetting¦ParameterCollection¦IsClosed #22' | 'true'
'Global Experiment¦HardwareSettingsPool¦HardwareSetting¦ParameterCollection¦IsClosed #21' | 'false'
'Global Experiment¦HardwareSettingsPool¦HardwareSetting¦ParameterCollection¦IsClosed #20' | 'true'
'Global Experiment¦AcquisitionBlock¦MultiTrackSetup¦Track¦Channel¦AdditionalDyeInformation¦DyeDatabaseId #6' | '66071726-cbd4-4c41-b371-0a6eee4ae9c5'
'Global Experiment¦AcquisitionBlock¦MultiTrackSetup¦Track¦Channel¦AdditionalDyeInformation¦DyeDatabaseId #5' | '66071726-cbd4-4c41-b371-0a6eee4ae9c5'
'Global HardwareSetting¦ParameterCollection¦SequenceCount.Type #1' | 'IntegerType'
'Global Experiment¦AcquisitionBlock¦MultiTrackSetup¦Track¦Channel¦AdditionalDyeInformation¦DyeDatabaseId #4' | '66071726-cbd4-4c41-b371-0a6eee4ae9c5'
'Global Experiment¦AcquisitionBlock¦MultiTrackSetup¦Track¦Channel¦AdditionalDyeInformation¦DyeDatabaseId #3' | '66071726-cbd4-4c41-b371-0a6eee4ae9c5'
'Global Experiment¦AcquisitionBlock¦MultiTrackSetup¦Track¦Channel¦AdditionalDyeInformation¦DyeDatabaseId #2' | '66071726-cbd4-4c41-b371-0a6eee4ae9c5'
'Global HardwareSetting¦ParameterCollection¦ExposureTime.Default #1' | '20'
'Global Experiment¦AcquisitionBlock¦MultiTrackSetup¦Track¦Channel¦AdditionalDyeInformation¦DyeDatabaseId #1' | '66071726-cbd4-4c41-b371-0a6eee4ae9c5'
'Global HardwareSetting¦ParameterCollection¦NoiseFilter.Default #1' | 'false'
'Global Experiment¦HardwareSettingsPool¦HardwareSetting¦ParameterCollection¦IsClosed #19' | 'true'
'Global Experiment¦HardwareSettingsPool¦HardwareSetting¦ParameterCollection¦IsClosed #18' | 'false'
'Global Experiment¦OriginalRunMode #1' | 'ValidateAndAdaptBeforePerformEnabled, OptimizeBeforePerformEnabled'
'Global Experiment¦HardwareSettingsPool¦HardwareSetting¦ParameterCollection¦IsClosed #17' | 'true'
'Global Experiment¦HardwareSettingsPool¦HardwareSetting¦ParameterCollection¦IsClosed #16' | 'true'
'Global Experiment¦HardwareSettingsPool¦HardwareSetting¦ParameterCollection¦IsClosed #15' | 'false'
'Global Experiment¦HardwareSettingsPool¦HardwareSetting¦ParameterCollection¦IsClosed #14' | 'true'
'Global Experiment¦HardwareSettingsPool¦HardwareSetting¦ParameterCollection¦IsClosed #13' | 'true'
'Global Experiment¦HardwareSettingsPool¦HardwareSetting¦ParameterCollection¦IsClosed #12' | 'false'
'Global Experiment¦HardwareSettingsPool¦HardwareSetting¦ParameterCollection¦IsClosed #11' | 'true'
'Global HardwareSetting¦Configuration¦Device¦Phase¦MaxDeviation #1' | '2.5'
'Global Experiment¦HardwareSettingsPool¦HardwareSetting¦ParameterCollection¦IsClosed #10' | 'true'
'Global Information¦Image¦Channel¦PixelType #1' | 'Gray16'
'Global HardwareSetting¦ParameterCollection¦ShadingUseBias.Enabled¦IsReadOnly #1' | 'true'
'Global HardwareSetting¦ParameterCollection¦SnapShutter.Default¦IsReadOnly #1' | 'true'
'Global HardwareSetting¦ParameterCollection¦UnsharpMask.Type¦Status #1' | 'Valid'
'Global HardwareSetting¦ParameterCollection¦AutoExposure.Default #1' | 'false'
'Global Experiment¦AcquisitionBlock¦MultiTrackSetup¦Track¦Channel¦ContrastMethod¦Color #5' | '#FFFFFFFF'
'Global Experiment¦AcquisitionBlock¦MultiTrackSetup¦Track¦Channel¦ContrastMethod¦Color #4' | '#FFFFFFFF'
'Global Experiment¦HardwareSettingsPool¦HardwareSetting¦ParameterCollection¦IsClosed #09' | 'false'
'Global Experiment¦AcquisitionBlock¦MultiTrackSetup¦Track¦Channel¦ContrastMethod¦Color #3' | '#FFFFFFFF'
'Global Experiment¦AcquisitionBlock¦MultiTrackSetup¦Track¦Channel¦ContrastMethod¦Color #2' | '#FFFFFFFF'
'Global Experiment¦HardwareSettingsPool¦HardwareSetting¦ParameterCollection¦IsClosed #08' | 'true'
'Global Experiment¦AcquisitionBlock¦MultiTrackSetup¦Track¦Channel¦ContrastMethod¦Color #1' | '#FFFFFFFF'
'Global Experiment¦HardwareSettingsPool¦HardwareSetting¦ParameterCollection¦IsClosed #07' | 'true'
'Global Experiment¦HardwareSettingsPool¦HardwareSetting¦ParameterCollection¦IsClosed #06' | 'false'
'Global Experiment¦HardwareSettingsPool¦HardwareSetting¦ParameterCollection¦IsClosed #05' | 'true'
'Global Experiment¦HardwareSettingsPool¦HardwareSetting¦ParameterCollection¦IsClosed #04' | 'true'
'Global Experiment¦HardwareSettingsPool¦HardwareSetting¦ParameterCollection¦IsClosed #03' | 'true'
'Global Experiment¦HardwareSettingsPool¦HardwareSetting¦ParameterCollection¦IsClosed #02' | 'true'
'Global Experiment¦HardwareSettingsPool¦HardwareSetting¦ParameterCollection¦IsClosed #01' | 'false'
'Global HardwareSetting¦ParameterCollection¦AdjustFrameRate.Type¦Status #1' | 'Valid'
'Global Experiment¦AcquisitionBlock¦MultiTrackSetup¦ZStackSetup¦IsIntervalKept #1' | 'true'
'Global HardwareSetting¦ParameterCollection¦ImagePixelAccuracy #1' | '1.52587890625E-05'
'Global Information¦Image¦Channel¦AcquisitionMode #1' | 'StructuredIllumination'
'Global Experiment¦AcquisitionBlock¦AcquisitionModeSetup¦Camera¦DualCameraCalibrationId¦Status #1' | 'Valid'
'Global HardwareSetting¦ParameterCollection¦ApoTomeWobbleSpeed¦Status #1' | 'Valid'
'Global HardwareSetting¦ParameterCollection¦ImageFrame.Max¦IsReadOnly #1' | 'true'
'Global HardwareSetting¦ParameterCollection¦ShadingReference #1' | 'false'
'Global HardwareSetting¦ParameterCollection¦CameraIdentifier.Type¦Status #1' | 'Valid'
'Global HardwareSetting¦ParameterCollection¦ImageOrientation.Enabled #1' | 'true'
'Global HardwareSetting¦ParameterCollection¦ConversionFactorOffset.GuiHint¦Status #1' | 'Valid'
'Global HardwareSetting¦ParameterCollection¦LightManagerMode¦Status #1' | 'Valid'
'Global Experiment¦AcquisitionBlock¦ProcessingGraph¦Filter¦IsCompressWithJpegXr #1' | 'false'
'Global HardwareSetting¦ParameterCollection¦AutofocusSignalQualityThreshold¦Status #1' | 'Valid'
'Global HardwareSetting¦Configuration¦Device¦Objective¦IsMounted #6' | 'true'
'Global HardwareSetting¦Configuration¦Device¦Objective¦IsMounted #5' | 'true'
'Global HardwareSetting¦Configuration¦Device¦Objective¦IsMounted #4' | 'true'
'Global HardwareSetting¦Configuration¦Device¦Objective¦IsMounted #3' | 'true'
'Global HardwareSetting¦ParameterCollection¦FrameRate.Default #1' | '0'
'Global HardwareSetting¦Configuration¦Device¦Objective¦IsMounted #2' | 'true'
'Global HardwareSetting¦Configuration¦Device¦Objective¦IsMounted #1' | 'true'
'Global HardwareSetting¦ParameterCollection¦BlackReference.Enabled¦Status #1' | 'Valid'
'Global Experiment¦AcquisitionBlock¦AcquisitionModeSetup¦Camera¦LiveImageByteSize¦Status #1' | 'Valid'
'Global HardwareSetting¦ParameterCollection¦ExposureTime.Max #1' | '10000'
'Global HardwareSetting¦ParameterCollection¦AutoExposureTimeIncrement.Type¦Status #1' | 'Valid'
'Global HardwareSetting¦ParameterCollection¦InternalTriggerMinExposure¦Status #1' | 'Valid'
'Global HardwareSetting¦ParameterCollection¦UnsharpMask.Enabled #1' | 'true'
'Global HardwareSetting¦ParameterCollection¦ApplyImageOrientation.Default¦Status #1' | 'Valid'
'Global HardwareSetting¦ParameterCollection¦LiveShutter.Default¦Status #1' | 'Valid'
'Global HardwareSetting¦ParameterCollection¦LiveValidBits.Type¦Status #1' | 'Valid'
'Global Experiment¦AcquisitionBlock¦MultiTrackSetup¦Track¦IsSelected #11' | 'true'
'Global HardwareSetting¦ParameterCollection¦Binning.Default¦Status #1' | 'Valid'
'Global Experiment¦AcquisitionBlock¦MultiTrackSetup¦Track¦IsSelected #10' | 'false'
'Global HardwareSetting¦ParameterCollection¦ContinuousAcquisitionMode.GuiHint #1' | 'GuiNone'
'Global HardwareSetting¦ParameterCollection¦ReadoutSpeed.Default¦Status #1' | 'Valid'
'Global Experiment¦AcquisitionBlock¦LineScanSetup¦PositioningForerun #1' | '0'
'Global HardwareSetting¦ParameterCollection¦ImageDeliveryBufferCount.Default¦Status #1' | 'Valid'
'Global Experiment¦AcquisitionBlock¦MultiTrackSetup¦Track¦IsSelected #09' | 'false'
'Global Experiment¦AcquisitionBlock¦AcquisitionModeSetup¦Camera¦Adjust¦Status #1' | 'Valid'
'Global Experiment¦AcquisitionBlock¦MultiTrackSetup¦Track¦IsSelected #08' | 'false'
'Global Experiment¦AcquisitionBlock¦MultiTrackSetup¦Track¦IsSelected #07' | 'false'
'Global Experiment¦AcquisitionBlock¦MultiTrackSetup¦Track¦IsSelected #06' | 'false'
'Global Experiment¦AcquisitionBlock¦MultiTrackSetup¦Track¦IsSelected #05' | 'false'
'Global HardwareSetting¦ParameterCollection¦IsStabilizingPeriodically #1' | 'false'
'Global Experiment¦AcquisitionBlock¦CPMRegionsSetup¦SampleHolder¦TileRegionAllowedScanArea #1' | 'Empty'
'Global Experiment¦AcquisitionBlock¦MultiTrackSetup¦Track¦IsSelected #04' | 'false'
'Global Experiment¦AcquisitionBlock¦MultiTrackSetup¦Track¦IsSelected #03' | 'false'
'Global Experiment¦AcquisitionBlock¦MultiTrackSetup¦Track¦IsSelected #02' | 'false'
'Global Experiment¦AcquisitionBlock¦MultiTrackSetup¦Track¦IsSelected #01' | 'false'
'Global HardwareSetting¦Configuration¦Device¦BeamPath¦BeamPathNode¦BeamPathNode¦BeamPathNode¦Id #3' | 'MTBCondenserContrastChanger'
'Global HardwareSetting¦Configuration¦Device¦BeamPath¦BeamPathNode¦BeamPathNode¦BeamPathNode¦Id #2' | 'MTBReflectorChanger'
'Global HardwareSetting¦ParameterCollection¦ReadoutSpeed.ListItems¦Status #1' | 'Valid'
'Global HardwareSetting¦Configuration¦Device¦BeamPath¦BeamPathNode¦BeamPathNode¦BeamPathNode¦Id #1' | 'MTBReflectorChanger'
'Global HardwareSetting¦ParameterCollection¦FrameRate.Mode¦Status #1' | 'Valid'
'Global Experiment¦AcquisitionBlock¦FocusSetup¦FactorGaussianFitStepsize #1' | '10'
'Global HardwareSetting¦ParameterCollection¦DefectPixelCorrection.Default #1' | 'true'
'Global Information¦Instrument¦Objective¦PupilGeometry #1' | 'Circular'
'Global HardwareSetting¦ParameterCollection¦ApoTomeGenericCameraList¦Status #1' | 'Valid'
'Global Experiment¦AcquisitionBlock¦CPMTimeSeriesSetup¦Manual #1' | 'false'
'Global HardwareSetting¦ParameterCollection¦AdjustFrameRate.Enabled #1' | 'true'
'Global HardwareSetting¦ParameterCollection¦AdjustFrameRate.Enabled¦IsReadOnly #1' | 'true'
'Global HardwareSetting¦ParameterCollection¦AxisCalibrationMode¦Status #3' | 'Valid'
'Global HardwareSetting¦ParameterCollection¦MinExposureTimeValidation.GuiHint¦IsReadOnly #1' | 'true'
'Global HardwareSetting¦ParameterCollection¦AxisCalibrationMode¦Status #2' | 'Valid'
'Global HardwareSetting¦ParameterCollection¦AxisCalibrationMode¦Status #1' | 'Valid'
'Global HardwareSetting¦ParameterCollection¦ConversionFactorCoeff.Label #1' | 'Acquire¦Conversion factor coeff'
'Global HardwareSetting¦Configuration¦Device¦GridLinesPerMillimeter0 #1' | '35'
'Global HardwareSetting¦ParameterCollection¦AutomaticTriggerControl.Mode #1' | 'Expert, NoPersist'
'Global HardwareSetting¦ParameterCollection¦ConversionFactorCoeff.GuiHint¦IsReadOnly #1' | 'true'
'Global HardwareSetting¦Configuration¦Device¦ApoTomeClickStopInfo¦ApoTomeClickStopInfo¦ApoTomeClickStopInfoElement¦Zoom2 #2' | '6.95652173913043'
'Global HardwareSetting¦ParameterCollection¦LiveFrame.Type #1' | 'RectType'
'Global HardwareSetting¦Configuration¦Device¦ApoTomeClickStopInfo¦ApoTomeClickStopInfo¦ApoTomeClickStopInfoElement¦Zoom2 #1' | '10'
'Global Experiment¦AcquisitionBlock¦AcquisitionModeSetup¦Camera¦LiveShutter¦Status #1' | 'Valid'
'Global Experiment¦AcquisitionBlock¦FocusSetup¦AutofocusRegion¦X #1' | '0'
'Global Experiment¦AcquisitionBlock¦AcquisitionModeSetup¦Camera¦ExposureControl #1' | 'false'
'Global Experiment¦AcquisitionBlock¦AcquisitionModeSetup¦Camera¦AutoExposure #1' | 'false'
'Global HardwareSetting¦ParameterCollection¦ImageDeliveryBufferCount.GuiHint¦IsReadOnly #1' | 'true'
'Global Experiment¦AcquisitionBlock¦RatioSetup¦RatioBackgroundCorrection #1' | 'None'
'Global HardwareSetting¦ParameterCollection¦CameraPixelAccuracy.Type¦IsReadOnly #1' | 'true'
'Global HardwareSetting¦ParameterCollection¦AutofocusSignalQuality #2' | '0'
'Global HardwareSetting¦ParameterCollection¦AutofocusSignalQuality #1' | '0'
'Global HardwareSetting¦Configuration¦Device¦Filter¦Id #6' | ''
'Global HardwareSetting¦Configuration¦Device¦Filter¦Id #5' | ''
'Global HardwareSetting¦Configuration¦Device¦Filter¦Id #4' | ''
'Global HardwareSetting¦Configuration¦Device¦Filter¦Id #3' | ''
'Global HardwareSetting¦ParameterCollection¦CameraIdentifier #1' | 'HDCamC11440-42U_SSN 000632'
'Global HardwareSetting¦Configuration¦Device¦Filter¦Id #2' | ''
'Global HardwareSetting¦Configuration¦Device¦Filter¦Id #1' | ''
'Global HardwareSetting¦ParameterCollection¦Binning #1' | '4,4'
'Global Experiment¦AcquisitionBlock¦AcquisitionModeSetup¦Camera¦ImageDeliveryBufferCount¦Status #1' | 'Valid'
'Global HardwareSetting¦ParameterCollection¦Adjust.GuiHint #1' | 'GuiSlider'
'Global HardwareSetting¦ParameterCollection¦ApoTomeCommand¦Status #2' | 'Valid'
'Global HardwareSetting¦ParameterCollection¦CameraPixelType¦IsReadOnly #1' | 'true'
'Global HardwareSetting¦ParameterCollection¦ApoTomeCommand¦Status #1' | 'Valid'
'Global HardwareSetting¦ParameterCollection¦ConversionFactorOffset.Label¦IsReadOnly #1' | 'true'
'Global Experiment¦AcquisitionBlock¦FocusSetup¦FocusStrategy¦WaitPositionX #1' | '0'
'Global Experiment¦AcquisitionBlock¦FocusSetup¦AutofocusOperationMode #1' | 'Exact'
'Global Experiment¦AcquisitionBlock¦AcquisitionModeSetup¦Camera¦SnapShutter¦Status #1' | 'Valid'
'Global Experiment¦AcquisitionBlock¦MultiTrackSetup¦Track¦Channel¦ContrastMethod¦IlluminationType #5' | 'Transmitted'
'Global Experiment¦AcquisitionBlock¦MultiTrackSetup¦Track¦Channel¦ContrastMethod¦IlluminationType #4' | 'Transmitted'
'Global Experiment¦AcquisitionBlock¦MultiTrackSetup¦Track¦Channel¦ContrastMethod¦IlluminationType #3' | 'Transmitted'
'Global Experiment¦AcquisitionBlock¦MultiTrackSetup¦Track¦Channel¦ContrastMethod¦IlluminationType #2' | 'Transmitted'
'Global Experiment¦AcquisitionBlock¦MultiTrackSetup¦Track¦Channel¦ContrastMethod¦IlluminationType #1' | 'Transmitted'
'Global HardwareSetting¦ParameterCollection¦PositionName¦Status #11' | 'Valid'
'Global HardwareSetting¦ParameterCollection¦PositionName¦Status #10' | 'Valid'
'Global HardwareSetting¦ParameterCollection¦IsExclusiveModeEnabled¦Status #1' | 'Valid'
'Global HardwareSetting¦ParameterCollection¦ExposureControl.Default¦Status #1' | 'Valid'
'Global Experiment¦AcquisitionBlock¦ProcessingGraph¦Name #1' | 'ProcessingFilterGraph'
'Global HardwareSetting¦ParameterCollection¦ShadingStrength.Increment¦IsReadOnly #1' | 'true'
'Global HardwareSetting¦ParameterCollection¦PositionName¦Status #09' | 'Valid'
'Global HardwareSetting¦ParameterCollection¦PositionName¦Status #08' | 'Valid'
'Global HardwareSetting¦ParameterCollection¦PositionName¦Status #07' | 'Valid'
'Global HardwareSetting¦ParameterCollection¦PositionName¦Status #06' | 'Valid'
'Global HardwareSetting¦ParameterCollection¦PositionName¦Status #05' | 'Valid'
'Global HardwareSetting¦ParameterCollection¦PositionName¦Status #04' | 'Valid'
'Global HardwareSetting¦ParameterCollection¦PositionName¦Status #03' | 'Valid'
'Global HardwareSetting¦Configuration¦Device¦GridChanger¦ChangerElement¦Model #3' | ''
'Global Information¦Image¦Track¦ChannelRef¦Id #1' | 'Channel:0'
'Global HardwareSetting¦ParameterCollection¦PositionName¦Status #02' | 'Valid'
'Global HardwareSetting¦Configuration¦Device¦GridChanger¦ChangerElement¦Model #2' | ''
'Global HardwareSetting¦ParameterCollection¦PositionName¦Status #01' | 'Valid'
'Global HardwareSetting¦Configuration¦Device¦GridChanger¦ChangerElement¦Model #1' | ''
'Global HardwareSetting¦ParameterCollection¦ExposureTime #1' | '198.3000000475'
'Global HardwareSetting¦ParameterCollection¦CameraOrientation #1' | '0'
'Global HardwareSetting¦ParameterCollection¦ReferenceImageCount.Increment #1' | '1'
'Global Experiment¦AcquisitionBlock¦TimeSeriesSetup¦Interval¦TimeSpan¦DefaultUnitFormat #1' | 'ms'
'Global HardwareSetting¦ParameterCollection¦CameraPixelType.Type #1' | 'IntegerType'
'Global HardwareSetting¦ParameterCollection¦MinExposureTimeValidation.Enabled #1' | 'true'
'Global Experiment¦AcquisitionBlock¦CorrelativeSetup¦HolderDocument¦Calibration¦Marker3¦Y #1' | 'NaN'
'Global HardwareSetting¦Configuration¦Device¦FullPhaseFactoryDefault0 #1' | '1050'
'Global HardwareSetting¦ParameterCollection¦ApoTomeSavedGenericCamera¦Status #1' | 'Valid'
'Global HardwareSetting¦ParameterCollection¦ConversionFactorOffset.Label¦Status #1' | 'Valid'
'Global HardwareSetting¦Configuration¦Device¦Focus¦IsBrokenReason #1' | ''
'Global HardwareSetting¦ParameterCollection¦CameraDisplayName¦IsReadOnly #1' | 'true'
'Global Experiment¦AcquisitionBlock¦AcquisitionModeSetup¦Camera¦ImageFrame #1' | '0,0,512,512'
'Global HardwareSetting¦ParameterCollection¦LightManagerMode #1' | 'Objective'
'Global HardwareSetting¦ParameterCollection¦ImageByteSize¦IsReadOnly #1' | 'true'
'Global Experiment¦AcquisitionBlock¦CPMRegionsSetup¦SampleHolder¦ScanMode #1' | 'Comb'
'Global HardwareSetting¦ParameterCollection¦ValidPixelMaximum¦IsReadOnly #1' | 'true'
'Global HardwareSetting¦ParameterCollection¦FrameRateTarget.DisplayOrder¦Status #1' | 'Valid'
'Global HardwareSetting¦ParameterCollection¦ReferenceImageCount.Type¦Status #1' | 'Valid'
'Global HardwareSetting¦ParameterCollection¦ExposureControl¦Status #1' | 'Valid'
'Global Experiment¦AcquisitionBlock¦AcquisitionModeSetup¦Camera¦FrameRateTarget¦Status #1' | 'Valid'
'Global HardwareSetting¦ParameterCollection¦LiveImageByteSize¦IsReadOnly #1' | 'true'
'Global HardwareSetting¦ParameterCollection¦SnapShutter #1' | 'true'
'Global Scaling¦AutoScaling¦CameraPixelDistance #1' | '26,26'
'Global HardwareSetting¦ParameterCollection¦ApoTomeAcquisitionMode¦Status #1' | 'Valid'
'Global HardwareSetting¦Configuration¦Device¦ApoTomeClickStopInfo¦ApoTomeClickStopInfo¦ApoTomeClickStopInfoElement¦Tolerance #2' | '0.04'
'Global HardwareSetting¦Configuration¦Device¦ApoTomeClickStopInfo¦ApoTomeClickStopInfo¦ApoTomeClickStopInfoElement¦Tolerance #1' | '0.03'
'Global HardwareSetting¦ParameterCollection¦ApoTomeFocusPosition #1' | '251'
'Global HardwareSetting¦ParameterCollection¦Adjust.Max¦Status #1' | 'Valid'
'Global Experiment¦AcquisitionBlock¦RegionsSetup¦SampleHolder¦IsOptimizedPositionedRegionsSorting #1' | 'true'
'Global HardwareSetting¦ParameterCollection¦LampActive¦Status #2' | 'Valid'
'Global HardwareSetting¦ParameterCollection¦LampActive¦Status #1' | 'Valid'
'Global Information¦Instrument¦TubeLens¦Name #1' | '1x Tubelens'
'Global HardwareSetting¦ParameterCollection¦SequenceProgress.Default #1' | 'true'
'Global HardwareSetting¦Configuration¦Device¦ApoTomeClickStopInfo¦ApoTomeClickStopInfo¦ApoTomeClickStopInfoElement¦Mag0 #2' | '40'
'Global HardwareSetting¦Configuration¦Device¦IsAvailable #31' | 'true'
'Global HardwareSetting¦ParameterCollection¦ConversionFactorCoeff.Enabled¦Status #1' | 'Valid'
'Global HardwareSetting¦Configuration¦Device¦ApoTomeClickStopInfo¦ApoTomeClickStopInfo¦ApoTomeClickStopInfoElement¦Mag0 #1' | '40'
'Global HardwareSetting¦Configuration¦Device¦IsAvailable #30' | 'true'
'Global HardwareSetting¦Configuration¦Device¦Contrast¦ContrastMethods #7' | 'AllTLDIC'
'Global HardwareSetting¦Configuration¦Device¦Contrast¦ContrastMethods #6' | 'DIC3'
'Global HardwareSetting¦Configuration¦Device¦Contrast¦ContrastMethods #5' | 'DIC2'
'Global HardwareSetting¦Configuration¦Device¦StageAxis¦Motorization #2' | 'Motorized'
'Global HardwareSetting¦Configuration¦Device¦Contrast¦ContrastMethods #4' | 'PH3'
'Global HardwareSetting¦Configuration¦Device¦StageAxis¦Motorization #1' | 'Motorized'
'Global HardwareSetting¦Configuration¦Device¦Contrast¦ContrastMethods #3' | 'PH2'
'Global HardwareSetting¦Configuration¦Device¦Contrast¦ContrastMethods #2' | 'PH1'
'Global HardwareSetting¦Configuration¦Device¦Contrast¦ContrastMethods #1' | 'BrightField'
'Global HardwareSetting¦ParameterCollection¦AutoExposureFrame #1' | 'Empty'
'Global Information¦Instrument¦Objective¦NominalMagnification #1' | '40'
'Global Experiment¦AfterHardwareSetting #1' | 'After Exp [DAPI]'
'Global Experiment¦AcquisitionBlock¦AcquisitionModeSetup¦Camera¦ShadingStrength¦Status #1' | 'Valid'
'Global HardwareSetting¦ParameterCollection¦TriggerMode¦Status #1' | 'Valid'
'Global HardwareSetting¦Configuration¦Device¦IsAvailable #29' | 'true'
'Global HardwareSetting¦Configuration¦Device¦IsAvailable #28' | 'true'
'Global HardwareSetting¦Configuration¦Device¦IsAvailable #27' | 'true'
'Global Experiment¦AcquisitionBlock¦PhysiologyROISetup¦ROI¦LayerFlags #1' | '1'
'Global HardwareSetting¦Configuration¦Device¦IsAvailable #26' | 'true'
'Global HardwareSetting¦Configuration¦Device¦IsAvailable #25' | 'true'
'Global HardwareSetting¦Configuration¦Device¦IsAvailable #24' | 'true'
'Global HardwareSetting¦Configuration¦Device¦IsAvailable #23' | 'true'
'Global HardwareSetting¦Configuration¦Device¦Contrast¦Model #7' | ''
'Global HardwareSetting¦Configuration¦Device¦IsAvailable #22' | 'true'
'Global HardwareSetting¦Configuration¦Device¦Contrast¦Model #6' | ''
'Global HardwareSetting¦Configuration¦Device¦IsAvailable #21' | 'true'
'Global HardwareSetting¦Configuration¦Device¦Contrast¦Model #5' | ''
'Global HardwareSetting¦Configuration¦Device¦IsAvailable #20' | 'true'
'Global HardwareSetting¦Configuration¦Device¦Contrast¦Model #4' | ''
'Global Experiment¦AcquisitionBlock¦FocusSetup¦FocusStrategy¦TimeSeriesIntervalInfo¦SubInterval #1' | '1'
'Global HardwareSetting¦Configuration¦Device¦Contrast¦Model #3' | ''
'Global HardwareSetting¦Configuration¦Device¦Contrast¦Model #2' | ''
'Global HardwareSetting¦Configuration¦Device¦Contrast¦Model #1' | ''
'Global Experiment¦AutoSave¦AddXmlMetadata #1' | 'false'
'Global HardwareSetting¦ParameterCollection¦FrameBundle.Mode¦IsReadOnly #1' | 'true'
'Global HardwareSetting¦Configuration¦Device¦Filter¦Model #6' | ''
'Global HardwareSetting¦Configuration¦Device¦Filter¦Model #5' | ''
'Global HardwareSetting¦ParameterCollection¦TotalMagnification¦Status #2' | 'Valid'
'Global HardwareSetting¦Configuration¦Device¦Filter¦Model #4' | ''
'Global HardwareSetting¦ParameterCollection¦TotalMagnification¦Status #1' | 'Valid'
'Global HardwareSetting¦Configuration¦Device¦Filter¦Model #3' | ''
'Global HardwareSetting¦ParameterCollection¦CameraIdentifier¦IsReadOnly #1' | 'true'
'Global HardwareSetting¦Configuration¦Device¦Filter¦Model #2' | ''
'Global HardwareSetting¦ParameterCollection¦MinExposureTimeValidation.ListItems¦Status #1' | 'Valid'
'Global HardwareSetting¦ParameterCollection¦ExposureTime¦Status #1' | 'Valid'
'Global HardwareSetting¦Configuration¦Device¦IsAvailable #19' | 'true'
'Global HardwareSetting¦Configuration¦Device¦Filter¦Model #1' | ''
'Global HardwareSetting¦Configuration¦Device¦IsAvailable #18' | 'true'
'Global HardwareSetting¦Configuration¦Device¦IsAvailable #17' | 'true'
'Global HardwareSetting¦Configuration¦Device¦IsAvailable #16' | 'true'
'Global HardwareSetting¦Configuration¦Device¦IsAvailable #15' | 'true'
'Global HardwareSetting¦Configuration¦Device¦IsAvailable #14' | 'true'
'Global HardwareSetting¦ParameterCollection¦Adjust.Min #1' | '0.05'
'Global HardwareSetting¦Configuration¦Device¦IsAvailable #13' | 'true'
'Global HardwareSetting¦Configuration¦Device¦IsAvailable #12' | 'true'
'Global HardwareSetting¦Configuration¦Device¦IsAvailable #11' | 'true'
'Global HardwareSetting¦ParameterCollection¦ConversionFactorCoeff¦IsReadOnly #1' | 'true'
'Global HardwareSetting¦Configuration¦Device¦IsAvailable #10' | 'true'
'Global HardwareSetting¦ParameterCollection¦AutomaticTriggerControl.Type¦Status #1' | 'Valid'
'Global HardwareSetting¦ParameterCollection¦DefectPixelCorrection.Enabled¦IsReadOnly #1' | 'true'
'Global HardwareSetting¦ParameterCollection¦ApplyImageOrientation.Type¦Status #1' | 'Valid'
'Global HardwareSetting¦ParameterCollection¦CameraPixelMaximum.Type¦Status #1' | 'Valid'
'Global HardwareSetting¦ParameterCollection¦AutofocusResult #2' | 'Undefined'
'Global Experiment¦AcquisitionBlock¦LineScanSetup¦ScanFrameRate #1' | '0'
'Global HardwareSetting¦ParameterCollection¦AutofocusResult #1' | 'Undefined'
'Global Experiment¦AcquisitionBlock¦FocusSetup¦FocusStrategy¦FixedZPosition #1' | '0'
'Global Experiment¦HardwareSettingsPool¦HardwareSetting¦ParameterCollection¦IsClosed¦Status #18' | 'Valid'
'Global Experiment¦HardwareSettingsPool¦HardwareSetting¦ParameterCollection¦IsClosed¦Status #17' | 'Valid'
'Global Experiment¦HardwareSettingsPool¦HardwareSetting¦ParameterCollection¦IsClosed¦Status #16' | 'Valid'
'Global Experiment¦HardwareSettingsPool¦HardwareSetting¦ParameterCollection¦IsClosed¦Status #15' | 'Valid'
'Global HardwareSetting¦Configuration¦Device¦IsAvailable #09' | 'true'
'Global Experiment¦HardwareSettingsPool¦HardwareSetting¦ParameterCollection¦IsClosed¦Status #14' | 'Valid'
'Global HardwareSetting¦ParameterCollection¦ReadoutSpeed¦Status #1' | 'Valid'
'Global HardwareSetting¦ParameterCollection¦ValidBits¦IsReadOnly #1' | 'true'
'Global HardwareSetting¦Configuration¦Device¦IsAvailable #08' | 'true'
'Global Experiment¦HardwareSettingsPool¦HardwareSetting¦ParameterCollection¦IsClosed¦Status #13' | 'Valid'
'Global HardwareSetting¦Configuration¦Device¦IsAvailable #07' | 'true'
'Global Experiment¦HardwareSettingsPool¦HardwareSetting¦ParameterCollection¦IsClosed¦Status #12' | 'Valid'
'Global HardwareSetting¦Configuration¦Device¦IsAvailable #06' | 'true'
'Global Experiment¦HardwareSettingsPool¦HardwareSetting¦ParameterCollection¦IsClosed¦Status #11' | 'Valid'
'Global HardwareSetting¦Configuration¦Device¦IsAvailable #05' | 'true'
'Global Experiment¦HardwareSettingsPool¦HardwareSetting¦ParameterCollection¦IsClosed¦Status #10' | 'Valid'
'Global HardwareSetting¦Configuration¦Device¦Objective¦WorkingDistance #6' | '7950'
'Global HardwareSetting¦Configuration¦Device¦IsAvailable #04' | 'true'
'Global HardwareSetting¦Configuration¦Device¦Objective¦WorkingDistance #5' | '280'
'Global HardwareSetting¦Configuration¦Device¦IsAvailable #03' | 'true'
'Global HardwareSetting¦Configuration¦Device¦Objective¦WorkingDistance #4' | '193'
'Global HardwareSetting¦Configuration¦Device¦IsAvailable #02' | 'true'
'Global HardwareSetting¦Configuration¦Device¦Objective¦WorkingDistance #3' | '200'
'Global HardwareSetting¦Configuration¦Device¦IsAvailable #01' | 'true'
'Global HardwareSetting¦Configuration¦Device¦Objective¦WorkingDistance #2' | '610'
'Global HardwareSetting¦ParameterCollection¦Frame.Type¦Status #1' | 'Valid'
'Global HardwareSetting¦ParameterCollection¦ShadingReference.GuiHint #1' | 'GuiCheckBox'
'Global HardwareSetting¦Configuration¦Device¦Objective¦WorkingDistance #1' | '5600'
'Global HardwareSetting¦ParameterCollection¦ExposureTime.Increment #1' | '0.01'
'Global HardwareSetting¦ParameterCollection¦CameraDisplayName¦Status #1' | 'Valid'
'Global HardwareSetting¦ParameterCollection¦ApoTomeOperationState #1' | 'ApoTomeReady'
'Global Experiment¦HardwareSettingsPool¦HardwareSetting¦ParameterCollection¦PositionName #28' | 'Aquila.SideportElement_100%L'
'Global Experiment¦HardwareSettingsPool¦HardwareSetting¦ParameterCollection¦PositionName #27' | 'Cy 5'
'Global Experiment¦HardwareSettingsPool¦HardwareSetting¦ParameterCollection¦PositionName #26' | 'Aquila.SideportElement_100%L'
'Global Experiment¦HardwareSettingsPool¦HardwareSetting¦ParameterCollection¦PositionName #25' | 'Reflector.424930-9902-000'
'Global Experiment¦HardwareSettingsPool¦HardwareSetting¦ParameterCollection¦PositionName #24' | 'Aquila.SideportElement_100%L'
'Global Experiment¦HardwareSettingsPool¦HardwareSetting¦ParameterCollection¦PositionName #23' | 'Reflector.424930-9902-000'
'Global HardwareSetting¦Configuration¦Device¦StageAxis¦IsEmitter #2' | 'false'
'Global Experiment¦HardwareSettingsPool¦HardwareSetting¦ParameterCollection¦PositionName #22' | 'Aquila.SideportElement_100%L'
'Global HardwareSetting¦Configuration¦Device¦StageAxis¦IsEmitter #1' | 'false'
'Global Experiment¦HardwareSettingsPool¦HardwareSetting¦ParameterCollection¦PositionName #21' | 'Reflector.none'
'Global HardwareSetting¦ParameterCollection¦FrameBundle.Mode #1' | 'Expert'
'Global Experiment¦HardwareSettingsPool¦HardwareSetting¦ParameterCollection¦PositionName #20' | 'Contrast.BrightField'
'Global Experiment¦AcquisitionBlock¦FocusSetup¦FocusStrategy¦TilesIntervalInfo¦IsStartWithEnabled #1' | 'true'
'Global Experiment¦HardwareSettingsPool¦HardwareSetting¦ParameterCollection¦IsClosed¦Status #09' | 'Valid'
'Global Experiment¦HardwareSettingsPool¦HardwareSetting¦ParameterCollection¦IsClosed¦Status #08' | 'Valid'
'Global HardwareSetting¦Configuration¦Device¦Objective¦Model #6' | ''
'Global Experiment¦HardwareSettingsPool¦HardwareSetting¦ParameterCollection¦IsClosed¦Status #07' | 'Valid'
'Global HardwareSetting¦Configuration¦Device¦Objective¦Model #5' | ''
'Global Experiment¦HardwareSettingsPool¦HardwareSetting¦ParameterCollection¦IsClosed¦Status #06' | 'Valid'
'Global HardwareSetting¦Configuration¦Device¦Objective¦Model #4' | ''
'Global Experiment¦HardwareSettingsPool¦HardwareSetting¦ParameterCollection¦IsClosed¦Status #05' | 'Valid'
'Global HardwareSetting¦Configuration¦Device¦Objective¦Model #3' | ''
'Global Experiment¦HardwareSettingsPool¦HardwareSetting¦ParameterCollection¦IsClosed¦Status #04' | 'Valid'
'Global HardwareSetting¦Configuration¦Device¦Objective¦Model #2' | ''
'Global HardwareSetting¦ParameterCollection¦IsParcentralCorrection¦Status #1' | 'Valid'
'Global Experiment¦AcquisitionBlock¦RegionsSetup¦SampleHolder¦SplitScenesInSeparateFiles #1' | 'false'
'Global Information¦Instrument¦LightSource¦Name #1' | 'HXP 120 V'
'Global Experiment¦HardwareSettingsPool¦HardwareSetting¦ParameterCollection¦IsClosed¦Status #03' | 'Valid'
'Global HardwareSetting¦Configuration¦Device¦Objective¦Model #1' | ''
'Global Experiment¦HardwareSettingsPool¦HardwareSetting¦ParameterCollection¦IsClosed¦Status #02' | 'Valid'
'Global HardwareSetting¦ParameterCollection¦NoiseFilterThreshold.Increment¦IsReadOnly #1' | 'true'
'Global Experiment¦HardwareSettingsPool¦HardwareSetting¦ParameterCollection¦IsClosed¦Status #01' | 'Valid'
'Global Experiment¦AcquisitionBlock¦MultiTrackSetup¦Track¦Channel¦Name #11' | 'AF633_40x Apotome Calibrated'
'Global Experiment¦AcquisitionBlock¦MultiTrackSetup¦Track¦Channel¦Name #10' | 'Test Channel'
'Global Experiment¦AcquisitionBlock¦FocusSetup¦SharpnessMeasureSet¦Name #1' | 'Best'
'Global Experiment¦Version #1' | '1.1'
'Global Experiment¦HardwareSettingsPool¦HardwareSetting¦ParameterCollection¦PositionName #19' | 'Aquila.SideportElement_100%L'
'Global HardwareSetting¦ParameterCollection¦Trigger.Type #1' | 'BoolType'
'Global Experiment¦HardwareSettingsPool¦HardwareSetting¦ParameterCollection¦PositionName #18' | 'Reflector.none'
'Global HardwareSetting¦ParameterCollection¦FrameBundle.Mode¦Status #1' | 'Valid'
'Global Experiment¦HardwareSettingsPool¦HardwareSetting¦ParameterCollection¦PositionName #17' | 'Contrast.PH1'
'Global Experiment¦AcquisitionBlock¦FocusSetup¦Period #2' | '10'
'Global Experiment¦HardwareSettingsPool¦HardwareSetting¦ParameterCollection¦PositionName #16' | 'Aquila.SideportElement_100%L'
'Global Experiment¦AcquisitionBlock¦FocusSetup¦Period #1' | '0'
'Global Experiment¦HardwareSettingsPool¦HardwareSetting¦ParameterCollection¦PositionName #15' | 'Reflector.424921-9901-000'
'Global HardwareSetting¦ParameterCollection¦Adjust.Default¦Status #1' | 'Valid'
'Global Experiment¦HardwareSettingsPool¦HardwareSetting¦ParameterCollection¦PositionName #14' | 'AquilaContrast.DIC3'
'Global HardwareSetting¦ParameterCollection¦ExposureControl.Default #1' | 'false'
'Global Experiment¦HardwareSettingsPool¦HardwareSetting¦ParameterCollection¦PositionName #13' | 'Aquila.SideportElement_100%L'
'Global HardwareSetting¦ParameterCollection¦ApoTomeAutomaticGridControl #1' | 'true'
'Global HardwareSetting¦ParameterCollection¦FrameBundle.Default #1' | '2'
'Global Experiment¦HardwareSettingsPool¦HardwareSetting¦ParameterCollection¦PositionName #12' | 'Reflector.424921-9901-000'
'Global Experiment¦AcquisitionBlock¦ProcessingGraph¦Filter¦IsSplitScenes #1' | 'false'
'Global Experiment¦HardwareSettingsPool¦HardwareSetting¦ParameterCollection¦PositionName #11' | 'AquilaContrast.DIC2'
'Global Experiment¦AcquisitionBlock¦RunMode #1' | 'ComponentUpdateEnabled, StateUpdateEnabled'
'Global Experiment¦HardwareSettingsPool¦HardwareSetting¦ParameterCollection¦PositionName #10' | 'Aquila.SideportElement_100%L'
'Global Experiment¦AcquisitionBlock¦MultiTrackSetup¦Track¦Channel¦Name #09' | 'AF633'
'Global Experiment¦AcquisitionBlock¦MultiTrackSetup¦Track¦Channel¦Name #08' | '10x Brightfield'
'Global Experiment¦AcquisitionBlock¦MultiTrackSetup¦Track¦Channel¦Name #07' | '40x 63x DIC III'
'Global Experiment¦AcquisitionBlock¦MultiTrackSetup¦Track¦Channel¦Name #06' | '20x DIC II'
'Global Experiment¦AcquisitionBlock¦MultiTrackSetup¦Track¦Channel¦Name #05' | '10x Phase 1'
'Global Experiment¦AcquisitionBlock¦MultiTrackSetup¦Track¦Channel¦Name #04' | 'TL Brightfield'
'Global Experiment¦AcquisitionBlock¦MultiTrackSetup¦Track¦Channel¦Name #03' | 'DsRed'
'Global Experiment¦AcquisitionBlock¦MultiTrackSetup¦Track¦Channel¦Name #02' | 'EGFP'
'Global Experiment¦AcquisitionBlock¦MultiTrackSetup¦Track¦Channel¦Name #01' | 'DAPI'
'Global Experiment¦AcquisitionBlock¦RegionsSetup¦SampleHolder¦IsFocusSurfaceOutlierRemovingEnabled #1' | 'true'
'Global HardwareSetting¦ParameterCollection¦ReferenceImageCount.Min¦IsReadOnly #1' | 'true'
'Global HardwareSetting¦ParameterCollection¦ExposureDelay.GuiHint¦IsReadOnly #1' | 'true'
'Global HardwareSetting¦ParameterCollection¦LiveShutter.Enabled¦Status #1' | 'Valid'
'Global HardwareSetting¦ParameterCollection¦Frame¦Status #1' | 'Valid'
'Global Experiment¦HardwareSettingsPool¦HardwareSetting¦ParameterCollection¦PositionName #09' | 'Reflector.none'
'Global Experiment¦AcquisitionBlock¦AcquisitionModeSetup¦Camera¦SnapShutter #1' | 'true'
'Global Experiment¦HardwareSettingsPool¦HardwareSetting¦ParameterCollection¦PositionName #08' | 'Contrast.BrightField'
'Global HardwareSetting¦ParameterCollection¦ShadingReferenceSource.GuiHint¦Status #1' | 'Valid'
'Global Experiment¦HardwareSettingsPool¦HardwareSetting¦ParameterCollection¦PositionName #07' | 'Aquila.SideportElement_100%L'
'Global Experiment¦HardwareSettingsPool¦HardwareSetting¦ParameterCollection¦PositionName #06' | 'Reflector.489043-9901-000'
'Global Experiment¦HardwareSettingsPool¦HardwareSetting¦ParameterCollection¦PositionName #05' | 'Aquila.SideportElement_100%L'
'Global Experiment¦HardwareSettingsPool¦HardwareSetting¦ParameterCollection¦PositionName #04' | 'Reflector.489038-9901-000'
'Global HardwareSetting¦ParameterCollection¦AutoExposureFrame.GuiHint¦IsReadOnly #1' | 'true'
'Global Experiment¦HardwareSettingsPool¦HardwareSetting¦ParameterCollection¦PositionName #03' | 'Reflector.none'
'Global Experiment¦HardwareSettingsPool¦HardwareSetting¦ParameterCollection¦PositionName #02' | 'Aquila.SideportElement_100%L'
'Global Experiment¦HardwareSettingsPool¦HardwareSetting¦ParameterCollection¦PositionName #01' | 'Reflector.488049-9901-000'
'Global HardwareSetting¦ParameterCollection¦CameraPixelMaximum.Type¦IsReadOnly #1' | 'true'
'Global HardwareSetting¦ParameterCollection¦ReadoutSpeed.Enabled¦Status #1' | 'Valid'
'Global HardwareSetting¦ParameterCollection¦AutoExposureTimeIncrement.Default¦Status #1' | 'Valid'
'Global HardwareSetting¦ParameterCollection¦UnsharpMask #1' | 'false'
'Global HardwareSetting¦ParameterCollection¦LampActive #2' | 'true'
'Global HardwareSetting¦ParameterCollection¦LampActive #1' | 'true'
'Global HardwareSetting¦ParameterCollection¦DualCameraCalibration.Type¦IsReadOnly #1' | 'true'
'Global HardwareSetting¦ParameterCollection¦ReferenceImageCount #1' | '3'
'Global HardwareSetting¦ParameterCollection¦SequenceProgress.GuiHint¦Status #1' | 'Valid'
'Global HardwareSetting¦ParameterCollection¦IsParcentralCorrectionSilentMode¦Status #1' | 'Valid'
'Global Experiment¦AcquisitionBlock¦AcquisitionModeSetup¦Camera¦AdjustFrameRate #1' | 'false'
'Global HardwareSetting¦ParameterCollection¦ReferenceImageCount.Type¦IsReadOnly #1' | 'true'
'Global HardwareSetting¦Configuration¦Device¦Mirror¦Type #3' | 'Mirror'
'Global Experiment¦AcquisitionBlock¦FocusSetup¦SearchRangeType #1' | 'Relative'
'Global HardwareSetting¦Configuration¦Device¦Mirror¦Type #2' | 'Mirror'
'Global HardwareSetting¦Configuration¦Device¦Mirror¦Type #1' | 'Mirror'
'Global HardwareSetting¦ParameterCollection¦NoiseFilter.Default¦IsReadOnly #1' | 'true'
'Global HardwareSetting¦Configuration¦Device¦StageAxis¦UniqueName #2' | 'YAxis'
'Global HardwareSetting¦ParameterCollection¦CameraPixelType.Type¦Status #1' | 'Valid'
'Global HardwareSetting¦ParameterCollection¦ParfocalParcentralValues¦Status #1' | 'Valid'
'Global HardwareSetting¦Configuration¦Device¦StageAxis¦UniqueName #1' | 'XAxis'
'Global HardwareSetting¦ParameterCollection¦ShadingUseBias.Type¦IsReadOnly #1' | 'true'
'Global HardwareSetting¦ParameterCollection¦AutomaticTriggerControl.Type¦IsReadOnly #1' | 'true'
'Global HardwareSetting¦ParameterCollection¦ContrastManagerContrastMethod #1' | 'TransmittedLightDIC'
'Global Experiment¦AcquisitionBlock¦FocusSetup¦IsActivated #1' | 'false'
'Global Experiment¦AcquisitionBlock¦AcquisitionModeSetup¦Camera¦ShadingReference #1' | 'false'
'Global HardwareSetting¦ParameterCollection¦IsParfocalCorrection¦Status #1' | 'Valid'
'Global Experiment¦AcquisitionBlock¦CorrelativeSetup¦HolderDocument¦Calibration¦Marker1¦Z #1' | 'NaN'
'Global HardwareSetting¦ParameterCollection¦UnsharpMask.Type¦IsReadOnly #1' | 'true'
'Global Experiment¦AcquisitionBlock¦CPMRegionsSetup¦SampleHolder¦PositionedRegionsScanMode #1' | 'FirstYThenX'
'Global HardwareSetting¦ParameterCollection¦FrameRateTarget.Max #1' | '100'
'Global HardwareSetting¦ParameterCollection¦BinningList.ListItems¦IsReadOnly #1' | 'true'
'Global HardwareSetting¦ParameterCollection¦LampMode #2' | 'Manual'
'Global HardwareSetting¦ParameterCollection¦LampMode #1' | 'Manual'
'Global HardwareSetting¦ParameterCollection¦TriggerMode #1' | '0'
'Global HardwareSetting¦ParameterCollection¦ShadingReferenceSource.Default #1' | '0'
'Global HardwareSetting¦ParameterCollection¦ContinuousAcquisitionMode.Mode¦IsReadOnly #1' | 'true'
'Global Scaling¦AutoScaling¦CameraAdapter #1' | 'CameraAdapter.1xCSU'
'Global HardwareSetting¦ParameterCollection¦BinningList.GuiHint¦Status #1' | 'Valid'
'Global HardwareSetting¦Configuration¦Device¦Phase¦TypicalDeviation #1' | '2.5'
'Global HardwareSetting¦ParameterCollection¦DefectPixelCorrection.Default¦IsReadOnly #1' | 'true'
'Global HardwareSetting¦Configuration¦Device¦ChangerElement¦Model #5' | ''
'Global HardwareSetting¦Configuration¦Device¦ChangerElement¦Model #4' | ''
'Global HardwareSetting¦ParameterCollection¦AutoExposure.GuiHint¦Status #1' | 'Valid'
'Global HardwareSetting¦ParameterCollection¦ShadingUseBias.Default #1' | 'true'
'Global HardwareSetting¦Configuration¦Device¦ChangerElement¦Model #3' | ''
'Global HardwareSetting¦Configuration¦Device¦ChangerElement¦Model #2' | ''
'Global HardwareSetting¦ParameterCollection¦DualCameraCalibration.Type #1' | 'BoolType'
'Global HardwareSetting¦Configuration¦Device¦ChangerElement¦Model #1' | ''
'Global HardwareSetting¦Configuration¦Device¦ContrastManagerModes #1' | 'Off, OnDemand, ContrastRetaining'
'Global HardwareSetting¦ParameterCollection¦MinExposureTimeValidation.Type¦Status #1' | 'Valid'
'Global HardwareSetting¦ParameterCollection¦FrameRateTarget.Increment #1' | '1'
'Global HardwareSetting¦ParameterCollection¦ContinualSpeed #3' | '25000'
'Global HardwareSetting¦ParameterCollection¦ContinualSpeed #2' | '25000'
'Global HardwareSetting¦ParameterCollection¦ContinualSpeed #1' | '6000'
'Global HardwareSetting¦ParameterCollection¦ExposureDelay.Type¦IsReadOnly #1' | 'true'
'Global HardwareSetting¦ParameterCollection¦ExposureControl.Enabled¦Status #1' | 'Valid'
'Global HardwareSetting¦ParameterCollection¦ShadingStrength.Min¦IsReadOnly #1' | 'true'
'Global Experiment¦AcquisitionBlock¦CorrelativeSetup¦IsActivated #1' | 'false'
'Global Experiment¦AcquisitionBlock¦FocusSetup¦RequestedFocusPositionIsReachedPrecision #1' | '0.01'
'Global HardwareSetting¦Configuration¦Device¦Contrast¦Name #7' | 'Analy. DIC Trans.light'
'Global HardwareSetting¦Configuration¦Device¦Contrast¦Name #6' | 'DIC 3'
'Global HardwareSetting¦Configuration¦Device¦Contrast¦Name #5' | 'DIC 2'
'Global HardwareSetting¦Configuration¦Device¦Contrast¦Name #4' | 'PH3'
'Global HardwareSetting¦Configuration¦Device¦Contrast¦Name #3' | 'PH2'
'Global HardwareSetting¦Configuration¦Device¦DepthOfField #1' | '0.487202380952381'
'Global HardwareSetting¦Configuration¦Device¦Contrast¦Name #2' | 'PH1'
'Global HardwareSetting¦Configuration¦Device¦Contrast¦Name #1' | 'Bright Field'
'Global HardwareSetting¦ParameterCollection¦ImagePixelAccuracy¦Status #1' | 'Valid'
'Global HardwareSetting¦Configuration¦Device¦OptovarLens¦IsMounted #2' | 'true'
'Global HardwareSetting¦ParameterCollection¦IsVignettingFreeModeTemporary¦Status #1' | 'Valid'
'Global HardwareSetting¦Configuration¦Device¦OptovarLens¦IsMounted #1' | 'true'
'Global Experiment¦AcquisitionBlock¦AcquisitionModeSetup¦Camera¦DualCameraCalibrationId #1' | 'None'
'Global HardwareSetting¦ParameterCollection¦AdjustFrameRate.Mode #1' | 'Expert'
'Global HardwareSetting¦ParameterCollection¦BlackReference.Default #1' | 'false'
'Global Experiment¦AutoSave¦ApplyDisplayMappings #1' | 'false'
'Global Experiment¦AcquisitionBlock¦AcquisitionModeSetup¦Camera¦BlackReference #1' | 'false'
'Global Experiment¦AcquisitionBlock¦RatioSetup¦BackgroundCorrectionChannel1 #1' | '0'
'Global HardwareSetting¦ParameterCollection¦Binning.Type¦Status #1' | 'Valid'
'Global HardwareSetting¦ParameterCollection¦Trigger.GuiHint¦IsReadOnly #1' | 'true'
'Global Experiment¦AcquisitionBlock¦AcquisitionModeSetup¦Camera¦AutoExposure¦Status #1' | 'Valid'
'Global HardwareSetting¦ParameterCollection¦IsParfocalCorrection #1' | 'true'
'Global HardwareSetting¦ParameterCollection¦Adjust.Enabled¦IsReadOnly #1' | 'true'
'Global Experiment¦RunMode #1' | 'ValidateAndAdaptBeforePerformEnabled, OptimizeBeforePerformEnabled'
'Global HardwareSetting¦ParameterCollection¦CameraPixelType #1' | 'Gray16'
'Global HardwareSetting¦ParameterCollection¦ReferenceImageCount.Mode #1' | 'Expert'
'Global Experiment¦AcquisitionBlock¦MultiTrackSetup¦ZStackSetup¦Last¦Distance¦DefaultUnitFormat #1' | 'um'
'Global HardwareSetting¦ParameterCollection¦ExposureControl.Mode¦Status #1' | 'Valid'
'Global HardwareSetting¦ParameterCollection¦ImagePixelAccuracy.Type #1' | 'DoubleType'
'Global Experiment¦AcquisitionBlock¦LinkamRampSetup¦Rate #1' | '0'
'Global HardwareSetting¦Configuration¦Device¦LampType #2' | 'ShortArc'
'Global HardwareSetting¦ParameterCollection¦ReadoutSpeed.Default¦IsReadOnly #1' | 'true'
'Global HardwareSetting¦Configuration¦Device¦RLTLSwitchState¦Id #2' | ''
'Global HardwareSetting¦Configuration¦Device¦LampType #1' | 'Halogen'
'Global HardwareSetting¦Configuration¦Device¦RLTLSwitchState¦Id #1' | ''
'Global Experiment¦AcquisitionBlock¦PhysiologyROISetup¦ROI¦Name #1' | 'DynamicRois'
'Global HardwareSetting¦ParameterCollection¦ShadingReference.Type¦IsReadOnly #1' | 'true'
'Global HardwareSetting¦ParameterCollection¦LiveShutter.GuiHint #1' | 'GuiCheckBox'
'Global Experiment¦AcquisitionBlock¦CPMRegionsSetup¦SampleHolder¦TileRegionCoveringMode #1' | 'AlignedToLocalTileRegion'
'Global HardwareSetting¦ParameterCollection¦ValidBits.Type #1' | 'IntegerType'
'Global Experiment¦AcquisitionBlock¦HalfPupilSetup¦StartAngle #1' | '0'
'Global Experiment¦AcquisitionBlock¦MultiTrackSetup¦IsActivated #1' | 'true'
'Global HardwareSetting¦ParameterCollection¦ConversionFactorCoeff.Label¦Status #1' | 'Valid'
'Global HardwareSetting¦ParameterCollection¦CameraPixelMinimum.Type¦Status #1' | 'Valid'
'Global HardwareSetting¦ParameterCollection¦TriggerMode.GuiHint #1' | 'GuiComboBox'
'Global Scaling¦AutoScaling¦OptovarMagnification #1' | '1'
'Global Information¦Instrument¦FilterSet¦Id #1' | 'FilterSet:1'
'Global HardwareSetting¦ParameterCollection¦DualCameraCalibrationId¦Status #1' | 'Valid'
'Global HardwareSetting¦ParameterCollection¦FrameRate¦IsReadOnly #1' | 'true'
'Global HardwareSetting¦ParameterCollection¦MinExposureTimeValidation #1' | '1'
'Global HardwareSetting¦ParameterCollection¦InternalTriggerMinExposure.Type¦Status #1' | 'Valid'
'Global HardwareSetting¦ParameterCollection¦InternalTriggerMinExposure.Label¦IsReadOnly #1' | 'true'
'Global HardwareSetting¦ParameterCollection¦CameraOrientation.Default¦IsReadOnly #1' | 'true'
'Global HardwareSetting¦Configuration¦Device¦Mirror¦Name #3' | '100% R'
'Global HardwareSetting¦ParameterCollection¦FrameRateTarget.Default #1' | '30'
'Global HardwareSetting¦Configuration¦Device¦Mirror¦Name #2' | '100% L'
'Global HardwareSetting¦Configuration¦Device¦Mirror¦Name #1' | '100% VIS'
'Global HardwareSetting¦ParameterCollection¦BinningList.GuiHint¦IsReadOnly #1' | 'true'
'Global Experiment¦AcquisitionBlock¦MultiTrackSetup¦Track¦Channel¦DataGrabberSetup¦CameraFrameSetup¦Adjust #11' | '1'
'Global Experiment¦AcquisitionBlock¦MultiTrackSetup¦Track¦Channel¦DataGrabberSetup¦CameraFrameSetup¦Adjust #10' | '1'
'Global Experiment¦AcquisitionBlock¦MultiTrackSetup¦Track¦Channel¦PixelShiftX #11' | '0'
'Global Experiment¦AcquisitionBlock¦AcquisitionModeSetup¦Camera¦LiveImagePixelDistances¦Status #1' | 'Valid'
'Global Experiment¦AcquisitionBlock¦MultiTrackSetup¦Track¦Channel¦PixelShiftX #10' | '0'
'Global HardwareSetting¦ParameterCollection¦SequenceCount.Type¦IsReadOnly #1' | 'true'
'Global Experiment¦AcquisitionBlock¦FocusSetup¦SearchStrategy #1' | 'Exhaustive'
'Global HardwareSetting¦ParameterCollection¦ImageFrame.Type¦IsReadOnly #1' | 'true'
'Global HardwareSetting¦ParameterCollection¦ShadingReferenceSource.ListItems¦Status #1' | 'Valid'
'Global Experiment¦AcquisitionBlock¦MultiTrackSetup¦Track¦Channel¦DataGrabberSetup¦CameraFrameSetup¦Adjust #09' | '1'
'Global Experiment¦AcquisitionBlock¦MultiTrackSetup¦Track¦Channel¦DataGrabberSetup¦CameraFrameSetup¦Adjust #08' | '1'
'Global Experiment¦AcquisitionBlock¦MultiTrackSetup¦Track¦Channel¦DataGrabberSetup¦CameraFrameSetup¦Adjust #07' | '1'
'Global Experiment¦AcquisitionBlock¦MultiTrackSetup¦Track¦Channel¦DataGrabberSetup¦CameraFrameSetup¦Adjust #06' | '1'
'Global Experiment¦AcquisitionBlock¦MultiTrackSetup¦Track¦Channel¦PixelShiftX #09' | '0'
'Global Experiment¦AutoSave¦UseChannelNames #1' | 'false'
'Global Experiment¦AcquisitionBlock¦MultiTrackSetup¦Track¦Channel¦DataGrabberSetup¦CameraFrameSetup¦Adjust #05' | '1'
'Global HardwareSetting¦ParameterCollection¦TriggerMode.Type¦Status #1' | 'Valid'
'Global HardwareSetting¦ParameterCollection¦LiveValidBits.Type¦IsReadOnly #1' | 'true'
'Global Experiment¦AcquisitionBlock¦MultiTrackSetup¦Track¦Channel¦PixelShiftX #08' | '0'
'Global Experiment¦AcquisitionBlock¦MultiTrackSetup¦Track¦Channel¦DataGrabberSetup¦CameraFrameSetup¦Adjust #04' | '1'
'Global Experiment¦AcquisitionBlock¦MultiTrackSetup¦Track¦Channel¦PixelShiftX #07' | '0'
'Global HardwareSetting¦ParameterCollection¦CameraPixelDistances.Type #1' | 'SizeType'
'Global Experiment¦AcquisitionBlock¦MultiTrackSetup¦Track¦Channel¦DataGrabberSetup¦CameraFrameSetup¦Adjust #03' | '1'
'Global Experiment¦AcquisitionBlock¦MultiTrackSetup¦Track¦Channel¦PixelShiftX #06' | '0'
'Global Experiment¦AcquisitionBlock¦MultiTrackSetup¦Track¦Channel¦DataGrabberSetup¦CameraFrameSetup¦Adjust #02' | '1'
'Global Experiment¦AcquisitionBlock¦MultiTrackSetup¦Track¦Channel¦PixelShiftX #05' | '0'
'Global Experiment¦AcquisitionBlock¦MultiTrackSetup¦Track¦Channel¦DataGrabberSetup¦CameraFrameSetup¦Adjust #01' | '1'
'Global Experiment¦AcquisitionBlock¦MultiTrackSetup¦Track¦Channel¦PixelShiftX #04' | '0'
'Global Experiment¦AcquisitionBlock¦MultiTrackSetup¦Track¦Channel¦PixelShiftX #03' | '0'
'Global Experiment¦AcquisitionBlock¦MultiTrackSetup¦Track¦Channel¦PixelShiftX #02' | '0'
'Global Experiment¦AcquisitionBlock¦MultiTrackSetup¦Track¦Channel¦PixelShiftX #01' | '0'
'Global HardwareSetting¦ParameterCollection¦DualCameraCalibrationId.Type¦Status #1' | 'Valid'
'Global HardwareSetting¦ParameterCollection¦ConversionFactorCoeff.Default #1' | '0.51'
'Global Experiment¦AcquisitionBlock¦FocusSetup¦AutofocusStrategyMode #1' | 'Software'
'Global HardwareSetting¦ParameterCollection¦SnapShutter.Type¦Status #1' | 'Valid'
'Global HardwareSetting¦ParameterCollection¦FrameBundle.Default¦Status #1' | 'Valid'
'Global HardwareSetting¦Configuration¦Device¦IsDetector #31' | 'false'
'Global Information¦Image¦ComponentBitCount #1' | '16'
'Global HardwareSetting¦ParameterCollection¦BinningList.Type¦IsReadOnly #1' | 'true'
'Global HardwareSetting¦Configuration¦Device¦IsDetector #30' | 'false'
'Global HardwareSetting¦ParameterCollection¦AutoExposureFrame.Type¦Status #1' | 'Valid'
'Global Experiment¦AcquisitionBlock¦FocusSetup¦FocusStrategy¦ErrorNotificationHints #1' | 'None'
'Global HardwareSetting¦ParameterCollection¦ConversionFactorCoeff.Type #1' | 'DoubleType'
'Global HardwareSetting¦ParameterCollection¦ShadingStrength.Min #1' | '0.1'
'Global HardwareSetting¦Configuration¦Device¦IsDetector #29' | 'false'
'Global HardwareSetting¦Configuration¦Device¦IsDetector #28' | 'false'
'Global HardwareSetting¦Configuration¦Device¦IsDetector #27' | 'true'
'Global HardwareSetting¦Configuration¦Device¦IsDetector #26' | 'false'
'Global HardwareSetting¦ParameterCollection¦ConversionFactorOffset.Mode¦Status #1' | 'Valid'
'Global HardwareSetting¦Configuration¦Device¦IsDetector #25' | 'false'
'Global HardwareSetting¦Configuration¦Device¦IsDetector #24' | 'false'
'Global HardwareSetting¦ParameterCollection¦InternalFrameRate.GuiHint #1' | 'GuiTextBox'
'Global HardwareSetting¦Configuration¦Device¦IsDetector #23' | 'false'
'Global HardwareSetting¦Configuration¦Device¦IsDetector #22' | 'false'
'Global HardwareSetting¦Configuration¦Device¦IsDetector #21' | 'false'
'Global HardwareSetting¦Configuration¦Device¦IsDetector #20' | 'false'
'Global Experiment¦AcquisitionBlock¦RegionsSetup¦SampleHolder¦TileRegionAnchorMode #1' | 'Center'
'Global HardwareSetting¦ParameterCollection¦ExposureTime.Type¦IsReadOnly #1' | 'true'
'Global HardwareSetting¦ParameterCollection¦ShadingStrength.Enabled¦IsReadOnly #1' | 'true'
'Global HardwareSetting¦ParameterCollection¦CameraPixelMinimum¦Status #1' | 'Valid'
'Global HardwareSetting¦ParameterCollection¦FrameRateTarget.Enabled #1' | 'false'
'Global HardwareSetting¦ParameterCollection¦NoiseFilterThreshold.Min #1' | '0'
'Global HardwareSetting¦ParameterCollection¦Adjust.Enabled¦Status #1' | 'Valid'
'Global HardwareSetting¦ParameterCollection¦PhaseWobble #1' | '9¦1025¦3079¦'
'Global HardwareSetting¦ParameterCollection¦ConversionFactorCoeff.Label¦IsReadOnly #1' | 'true'
'Global HardwareSetting¦ParameterCollection¦FrameRateTarget.GuiHint¦Status #1' | 'Valid'
'Global HardwareSetting¦Configuration¦Device¦IsDetector #19' | 'false'
'Global HardwareSetting¦Configuration¦Device¦IsDetector #18' | 'false'
'Global HardwareSetting¦Configuration¦Device¦IsDetector #17' | 'false'
'Global HardwareSetting¦Configuration¦Device¦IsDetector #16' | 'false'
'Global HardwareSetting¦ParameterCollection¦InternalTriggerMinExposure.Type #1' | 'IntegerType'
'Global HardwareSetting¦Configuration¦Device¦IsDetector #15' | 'false'
'Global HardwareSetting¦Configuration¦Device¦IsDetector #14' | 'false'
'Global HardwareSetting¦Configuration¦Device¦IsDetector #13' | 'false'
'Global HardwareSetting¦Configuration¦Device¦IsDetector #12' | 'false'
'Global HardwareSetting¦Configuration¦Device¦IsDetector #11' | 'false'
'Global HardwareSetting¦Configuration¦Device¦IsDetector #10' | 'false'
'Global HardwareSetting¦ParameterCollection¦LiveImageByteSize.Type #1' | 'IntegerType'
'Global HardwareSetting¦ParameterCollection¦ConversionFactorCoeff.Enabled #1' | 'false'
'Global HardwareSetting¦Configuration¦Device¦IsDetector #09' | 'false'
'Global HardwareSetting¦Configuration¦Device¦IsDetector #08' | 'false'
'Global HardwareSetting¦Configuration¦Device¦Contrast¦IsMounted #7' | 'true'
'Global HardwareSetting¦Configuration¦Device¦IsDetector #07' | 'false'
'Global HardwareSetting¦ParameterCollection¦ShadingReferenceSource.Type¦IsReadOnly #1' | 'true'
'Global HardwareSetting¦Configuration¦Device¦Contrast¦IsMounted #6' | 'true'
'Global HardwareSetting¦Configuration¦Device¦IsDetector #06' | 'false'
'Global HardwareSetting¦Configuration¦Device¦Contrast¦IsMounted #5' | 'true'
'Global HardwareSetting¦Configuration¦Device¦IsDetector #05' | 'false'
'Global Experiment¦AcquisitionBlock¦TimeSeriesSetup¦IsBurstMode #1' | 'false'
'Global Information¦Instrument¦Detector¦Manufacturer¦Model #1' | 'HDCamC11440-42U'
'Global HardwareSetting¦Configuration¦Device¦Contrast¦IsMounted #4' | 'true'
'Global HardwareSetting¦Configuration¦Device¦IsDetector #04' | 'true'
'Global HardwareSetting¦Configuration¦Device¦Contrast¦IsMounted #3' | 'true'
'Global HardwareSetting¦Configuration¦Device¦IsDetector #03' | 'false'
'Global HardwareSetting¦Configuration¦Device¦Contrast¦IsMounted #2' | 'true'
'Global HardwareSetting¦Configuration¦Device¦IsDetector #02' | 'false'
'Global HardwareSetting¦Configuration¦Device¦Contrast¦IsMounted #1' | 'true'
'Global HardwareSetting¦Configuration¦Device¦IsDetector #01' | 'false'
'Global HardwareSetting¦Configuration¦Device¦GridChanger¦MaxPosition #1' | '3'
'Global Information¦Image¦TubeLensRef¦Id #1' | 'TubeLens:1'
'Global HardwareSetting¦ParameterCollection¦AdjustFrameRate.Label #1' | 'Acquire¦Adjust Live Frame Rate'
'Global HardwareSetting¦ParameterCollection¦ShadingReferenceSource.ListItems #1' | '0¦Global¦Global,1¦Specific¦Specific'
'Global Experiment¦AcquisitionBlock¦RatioSetup¦OptionalThresholdChannel1 #1' | '0'
'Global HardwareSetting¦ParameterCollection¦ExposureTime.GuiHint¦Status #1' | 'Valid'
'Global HardwareSetting¦ParameterCollection¦CameraOrientation.ListItems¦Status #1' | 'Valid'
'Global Information¦Image¦TotalMagnification #1' | '400'
'Global HardwareSetting¦ParameterCollection¦CameraBias¦IsReadOnly #1' | 'true'
'Global HardwareSetting¦ParameterCollection¦ShadingUseBias.Label¦Status #1' | 'Valid'
'Global HardwareSetting¦ParameterCollection¦ShadingReferenceSource.Type #1' | 'IntegerType'
'Global Experiment¦AcquisitionBlock¦FocusSetup¦FocusStrategy¦RegionsIntervalInfo¦IsMainIntervalEnabled #1' | 'false'
'Global HardwareSetting¦ParameterCollection¦ReadoutSpeed.ListItems #1' | '0¦Slow¦Slow,1¦Fast¦Fast'
'Global HardwareSetting¦ParameterCollection¦BinningList.ListItems¦Status #1' | 'Valid'
'Global HardwareSetting¦Configuration¦Device¦GridLinesPerMillimeter1 #1' | '17.5'
'Global Experiment¦AcquisitionBlock¦FocusSetup¦FocusStrategy¦TimeSeriesIntervalInfo¦IsStartWithEnabled #1' | 'false'
'Global Experiment¦AcquisitionBlock¦CPMRegionsSetup¦SampleHolder¦IsFocusSurfaceOutlierRemovingEnabled #1' | 'true'
'Global HardwareSetting¦Configuration¦Device¦ApoTomeClickStopInfo¦ApoTomeClickStopInfo¦ApoTomeClickStopInfoElement¦Zoom3 #2' | '10.8695652173913'
'Global HardwareSetting¦Configuration¦Device¦ApoTomeClickStopInfo¦ApoTomeClickStopInfo¦ApoTomeClickStopInfoElement¦Zoom3 #1' | '11.2'
'Global HardwareSetting¦ParameterCollection¦ApoTomeZoomCalibration¦Status #1' | 'Valid'
'Global Experiment¦AcquisitionBlock¦FocusSetup¦AutofocusRegion¦Y #1' | '0'
'Global HardwareSetting¦Configuration¦Device¦Objective¦Id #6' | ''
'Global Experiment¦AcquisitionBlock¦AcquisitionModeSetup¦Camera¦ExposureControl¦Status #1' | 'Valid'
'Global HardwareSetting¦Configuration¦Device¦Objective¦Id #5' | ''
'Global HardwareSetting¦Configuration¦Device¦Objective¦Id #4' | ''
'Global HardwareSetting¦Configuration¦Device¦Objective¦Id #3' | ''
'Global HardwareSetting¦Configuration¦Device¦Objective¦Id #2' | ''
'Global HardwareSetting¦Configuration¦Device¦Objective¦Id #1' | ''
'Global Information¦Image¦Channel¦NACondenser #1' | '0.55'
'Global HardwareSetting¦ParameterCollection¦ShadingStrength.Type #1' | 'DoubleType'
'Global Experiment¦AcquisitionBlock¦AcquisitionModeSetup¦Camera¦LiveImageByteSize #1' | '524288'
'Global HardwareSetting¦ParameterCollection¦Binning¦Status #1' | 'Valid'
'Global HardwareSetting¦ParameterCollection¦FrameRateTarget.Min¦Status #1' | 'Valid'
'Global HardwareSetting¦ParameterCollection¦DualCameraCalibration.Default #1' | 'false'
'Global Experiment¦AcquisitionBlock¦TilesSetup¦IsActivated #1' | 'false'
'Global Experiment¦AcquisitionBlock¦AcquisitionModeSetup¦Camera¦LiveImageFrame #1' | '0,0,512,512'
'Global HardwareSetting¦ParameterCollection¦ExposureDelay.GuiHint¦Status #1' | 'Valid'
'Global Experiment¦AcquisitionBlock¦MultiTrackSetup¦Track¦Channel¦AdditionalDyeInformation¦IlluminationType #11' | 'Fluorescence'
'Global HardwareSetting¦Configuration¦Device¦IsEmitter #31' | 'false'
'Global Experiment¦AcquisitionBlock¦MultiTrackSetup¦Track¦Channel¦AdditionalDyeInformation¦IlluminationType #10' | 'Fluorescence'
'Global HardwareSetting¦Configuration¦Device¦IsEmitter #30' | 'false'
'Global HardwareSetting¦ParameterCollection¦ShadingUseBias.Label #1' | 'Post Processing¦Shading Use Bias'
'Global HardwareSetting¦ParameterCollection¦ApplyImageOrientation.Default¦IsReadOnly #1' | 'true'
'Global Experiment¦AcquisitionBlock¦PhysiologyROISetup¦ROI¦Usage #1' | 'DynamicRois'
'Global Experiment¦AcquisitionBlock¦MultiTrackSetup¦Track¦Channel¦AdditionalDyeInformation¦IlluminationType #09' | 'Fluorescence'
'Global HardwareSetting¦ParameterCollection¦SnapShutter.Enabled¦IsReadOnly #1' | 'true'
'Global HardwareSetting¦Configuration¦Device¦IsEmitter #29' | 'false'
'Global Experiment¦AcquisitionBlock¦MultiTrackSetup¦Track¦Channel¦AdditionalDyeInformation¦IlluminationType #08' | 'Transmitted'
'Global HardwareSetting¦Configuration¦Device¦IsEmitter #28' | 'false'
'Global Experiment¦AcquisitionBlock¦MultiTrackSetup¦Track¦Channel¦AdditionalDyeInformation¦IlluminationType #07' | 'Transmitted'
'Global HardwareSetting¦Configuration¦Device¦IsEmitter #27' | 'false'
'Global Experiment¦AcquisitionBlock¦MultiTrackSetup¦Track¦Channel¦AdditionalDyeInformation¦IlluminationType #06' | 'Transmitted'
'Global HardwareSetting¦Configuration¦Device¦IsEmitter #26' | 'false'
'Global Experiment¦AcquisitionBlock¦MultiTrackSetup¦Track¦Channel¦AdditionalDyeInformation¦IlluminationType #05' | 'Transmitted'
'Global HardwareSetting¦Configuration¦Device¦IsEmitter #25' | 'false'
'Global Experiment¦AcquisitionBlock¦MultiTrackSetup¦Track¦Channel¦AdditionalDyeInformation¦IlluminationType #04' | 'Transmitted'
'Global HardwareSetting¦Configuration¦Device¦IsEmitter #24' | 'false'
'Global Experiment¦AcquisitionBlock¦MultiTrackSetup¦Track¦Channel¦AdditionalDyeInformation¦IlluminationType #03' | 'Fluorescence'
'Global HardwareSetting¦Configuration¦Device¦IsEmitter #23' | 'true'
'Global Experiment¦AcquisitionBlock¦MultiTrackSetup¦Track¦Channel¦AdditionalDyeInformation¦IlluminationType #02' | 'Fluorescence'
'Global HardwareSetting¦Configuration¦Device¦IsEmitter #22' | 'false'
'Global Experiment¦AcquisitionBlock¦FocusSetup¦AutofocusStrategyMode¦Status #1' | 'Valid'
'Global HardwareSetting¦ParameterCollection¦CameraDisplayName.Mode¦IsReadOnly #1' | 'true'
'Global Experiment¦AcquisitionBlock¦MultiTrackSetup¦Track¦Channel¦AdditionalDyeInformation¦IlluminationType #01' | 'Fluorescence'
'Global HardwareSetting¦Configuration¦Device¦IsEmitter #21' | 'false'
'Global HardwareSetting¦Configuration¦Device¦IsEmitter #20' | 'false'
'Global HardwareSetting¦ParameterCollection¦UnsharpMaskState.Type #1' | 'StringType'
'Global Experiment¦AcquisitionBlock¦FocusSetup¦FocusStrategy¦WaitPositionY #1' | '0'
'Global HardwareSetting¦ParameterCollection¦CameraIdentifier.GuiHint¦Status #1' | 'Valid'
'Global Information¦Instrument¦Detector¦Adapter¦Manufacturer¦Model #1' | '1x Camera Adapter'
'Global Experiment¦HardwareSettingsPool¦HardwareSetting¦ParameterCollection¦PositionName¦Status #11' | 'Valid'
'Global Experiment¦HardwareSettingsPool¦HardwareSetting¦ParameterCollection¦PositionName¦Status #10' | 'Valid'
'Global HardwareSetting¦ParameterCollection¦FrameRateTarget.Label #1' | 'Acquire¦Live Frame Rate Max'
'Global HardwareSetting¦ParameterCollection¦ShadingReferenceSource.Mode¦Status #1' | 'Valid'
'Global Experiment¦AcquisitionBlock¦FocusSetup¦FocusStrategy¦RegionsIntervalInfo¦MainInterval #1' | '1'
'Global HardwareSetting¦ParameterCollection¦CameraOrientation.ListItems¦IsReadOnly #1' | 'true'
'Global HardwareSetting¦Configuration¦Device¦IsEmitter #19' | 'true'
'Global HardwareSetting¦Configuration¦Device¦IsEmitter #18' | 'false'
'Global HardwareSetting¦Configuration¦Device¦IsEmitter #17' | 'false'
'Global HardwareSetting¦Configuration¦Device¦IsEmitter #16' | 'false'
'Global HardwareSetting¦Configuration¦Device¦IsEmitter #15' | 'false'
'Global HardwareSetting¦Configuration¦Device¦IsEmitter #14' | 'false'
'Global HardwareSetting¦Configuration¦Device¦IsEmitter #13' | 'false'
'Global HardwareSetting¦ParameterCollection¦ShadingStrength.GuiHint #1' | 'GuiSlider'
'Global HardwareSetting¦Configuration¦Device¦IsEmitter #12' | 'false'
'Global Experiment¦HardwareSettingsPool¦HardwareSetting¦ParameterCollection¦PositionName¦Status #09' | 'Valid'
'Global HardwareSetting¦ParameterCollection¦ApplyImageOrientation.Type¦IsReadOnly #1' | 'true'
'Global HardwareSetting¦Configuration¦Device¦IsEmitter #11' | 'false'
'Global Experiment¦HardwareSettingsPool¦HardwareSetting¦ParameterCollection¦PositionName¦Status #08' | 'Valid'
'Global HardwareSetting¦Configuration¦Device¦IsEmitter #10' | 'false'
'Global HardwareSetting¦ParameterCollection¦LiveImagePixelType.Type #1' | 'IntegerType'
'Global Experiment¦HardwareSettingsPool¦HardwareSetting¦ParameterCollection¦PositionName¦Status #07' | 'Valid'
'Global HardwareSetting¦ParameterCollection¦FrameRate.Type #1' | 'DoubleType'
'Global Experiment¦HardwareSettingsPool¦HardwareSetting¦ParameterCollection¦PositionName¦Status #06' | 'Valid'
'Global Experiment¦HardwareSettingsPool¦HardwareSetting¦ParameterCollection¦PositionName¦Status #05' | 'Valid'
'Global Experiment¦HardwareSettingsPool¦HardwareSetting¦ParameterCollection¦PositionName¦Status #04' | 'Valid'
'Global Experiment¦HardwareSettingsPool¦HardwareSetting¦ParameterCollection¦PositionName¦Status #03' | 'Valid'
'Global Experiment¦HardwareSettingsPool¦HardwareSetting¦ParameterCollection¦PositionName¦Status #02' | 'Valid'
'Global HardwareSetting¦ParameterCollection¦CameraBias.Type¦Status #1' | 'Valid'
'Global Experiment¦HardwareSettingsPool¦HardwareSetting¦ParameterCollection¦PositionName¦Status #01' | 'Valid'
'Global HardwareSetting¦ParameterCollection¦PositionName #11' | 'ApoTome.Grid2'
'Global HardwareSetting¦ParameterCollection¦PositionName #10' | 'Shutter.Closed'
'Global HardwareSetting¦ParameterCollection¦FrameRateTarget.Mode #1' | 'Expert'
'Global HardwareSetting¦ParameterCollection¦MeasurementPosition #3' | '14898.31'
'Global HardwareSetting¦ParameterCollection¦MeasurementPosition #2' | '1949.86'
'Global Experiment¦AcquisitionBlock¦FocusMapSetup¦PositioningForerun #1' | '0'
'Global HardwareSetting¦ParameterCollection¦MeasurementPosition #1' | '-2305.909'
'Global HardwareSetting¦Configuration¦Device¦IsEmitter #09' | 'false'
'Global Experiment¦AcquisitionBlock¦AcquisitionModeSetup¦Camera¦DefectPixelCorrection #1' | 'true'
'Global HardwareSetting¦Configuration¦Device¦IsEmitter #08' | 'false'
'Global HardwareSetting¦Configuration¦Device¦IsBrokenReason #31' | ''
'Global HardwareSetting¦Configuration¦Device¦IsEmitter #07' | 'false'
'Global HardwareSetting¦Configuration¦Device¦IsBrokenReason #30' | ''
'Global HardwareSetting¦Configuration¦Device¦IsEmitter #06' | 'false'
'Global HardwareSetting¦Configuration¦Device¦IsEmitter #05' | 'false'
'Global HardwareSetting¦Configuration¦Device¦IsEmitter #04' | 'false'
'Global HardwareSetting¦Configuration¦Device¦IsEmitter #03' | 'false'
'Global Experiment¦AcquisitionBlock¦AcquisitionModeSetup¦Camera¦FrameRate¦Status #1' | 'Valid'
'Global HardwareSetting¦ParameterCollection¦LiveImageByteSize.Type¦Status #1' | 'Valid'
'Global HardwareSetting¦Configuration¦Device¦IsEmitter #02' | 'false'
'Global HardwareSetting¦Configuration¦Device¦IsEmitter #01' | 'false'
'Global HardwareSetting¦ParameterCollection¦PositionName #09' | 'Shutter.Closed'
'Global HardwareSetting¦ParameterCollection¦PositionName #08' | 'Aquila.SideportElement_100%L'
'Global Experiment¦AcquisitionBlock¦FocusSetup¦FocusStrategy¦IsSupportedBySoftwareAutofocus #2' | 'false'
'Global HardwareSetting¦ParameterCollection¦PositionName #07' | 'RLTLSwitch.TL'
'Global Experiment¦AcquisitionBlock¦FocusSetup¦FocusStrategy¦IsSupportedBySoftwareAutofocus #1' | 'false'
'Global HardwareSetting¦ParameterCollection¦PositionName #06' | 'Shutter.Open'
'Global HardwareSetting¦ParameterCollection¦PositionName #05' | 'Reflector.424921-9901-000'
'Global Experiment¦AcquisitionBlock¦AcquisitionModeSetup¦IsActivated #1' | 'false'
'Global HardwareSetting¦ParameterCollection¦PositionName #04' | 'Aquila.Tubelens 1.0x'
'Global HardwareSetting¦ParameterCollection¦PositionName #03' | 'Objective.421767-9970-000'
'Global HardwareSetting¦ParameterCollection¦PositionName #02' | 'Filter.At100'
'Global Experiment¦AcquisitionBlock¦CorrelativeSetup¦HolderDocument¦Calibration¦Marker3¦Z #1' | 'NaN'
'Global HardwareSetting¦ParameterCollection¦CameraPixelMinimum.Type¦IsReadOnly #1' | 'true'
'Global HardwareSetting¦ParameterCollection¦PositionName #01' | 'AquilaContrast.DIC3'
'Global HardwareSetting¦ParameterCollection¦NoiseFilterThreshold.Type¦Status #1' | 'Valid'
'Global HardwareSetting¦ParameterCollection¦LiveShutter.Default¦IsReadOnly #1' | 'true'
'Global HardwareSetting¦Configuration¦Device¦FullPhaseFactoryDefault1 #1' | '2100'
'Global HardwareSetting¦Configuration¦Device¦IsBrokenReason #29' | ''
'Global HardwareSetting¦Configuration¦Device¦IsBrokenReason #28' | ''
'Global HardwareSetting¦ParameterCollection¦AutomaticTriggerControl.Enabled¦IsReadOnly #1' | 'true'
'Global HardwareSetting¦Configuration¦Device¦IsBrokenReason #27' | ''
'Global HardwareSetting¦ParameterCollection¦LiveImagePixelType #1' | 'Gray16'
'Global HardwareSetting¦Configuration¦Device¦IsBrokenReason #26' | ''
'Global HardwareSetting¦Configuration¦Device¦IsBrokenReason #25' | ''
'Global HardwareSetting¦Configuration¦Device¦IsBrokenReason #24' | ''
'Global HardwareSetting¦Configuration¦Device¦IsBrokenReason #23' | ''
'Global HardwareSetting¦Configuration¦Device¦IsBrokenReason #22' | ''
'Global HardwareSetting¦Configuration¦Device¦IsBrokenReason #21' | ''
'Global HardwareSetting¦Configuration¦Device¦IsBrokenReason #20' | ''
'Global HardwareSetting¦ParameterCollection¦ContinuousAcquisitionMode.Mode #1' | 'NoPersist'
'Global HardwareSetting¦ParameterCollection¦Binning.GuiHint #1' | 'GuiNone'
'Global Experiment¦AcquisitionBlock¦CPMRegionsSetup¦SampleHolder¦TemplateShapesFillGrade #1' | '1'
'Global HardwareSetting¦ParameterCollection¦LiveImagePixelDistances.Type¦Status #1' | 'Valid'
'Global HardwareSetting¦Configuration¦Device¦Camera90DegreeRotated #1' | 'false'
'Global HardwareSetting¦Configuration¦Device¦IsBrokenReason #19' | ''
'Global HardwareSetting¦Configuration¦Device¦IsBrokenReason #18' | ''
'Global HardwareSetting¦Configuration¦Device¦IsBrokenReason #17' | ''
'Global HardwareSetting¦Configuration¦Device¦IsBrokenReason #16' | ''
'Global HardwareSetting¦Configuration¦Device¦IsBrokenReason #15' | ''
'Global Information¦Image¦SizeH #1' | '1'
'Global HardwareSetting¦Configuration¦Device¦IsBrokenReason #14' | ''
'Global HardwareSetting¦Configuration¦Device¦IsBrokenReason #13' | ''
'Global Experiment¦AcquisitionBlock¦RatioSetup¦IsRatioReferenceImageDefined #1' | 'true'
'Global HardwareSetting¦Configuration¦Device¦IsBrokenReason #12' | ''
'Global HardwareSetting¦Configuration¦Device¦IsBrokenReason #11' | ''
'Global HardwareSetting¦Configuration¦Device¦IsBrokenReason #10' | ''
'Global HardwareSetting¦ParameterCollection¦IsDazzleProtection #1' | 'true'
'Global HardwareSetting¦ParameterCollection¦UnsharpMask.Enabled¦IsReadOnly #1' | 'true'
'Global HardwareSetting¦ParameterCollection¦Binning.Default¦IsReadOnly #1' | 'true'
'Global HardwareSetting¦ParameterCollection¦ImageFrame.Max¦Status #1' | 'Valid'
'Global HardwareSetting¦Configuration¦Device¦GridOrientation #1' | 'Horizontal'
'Global HardwareSetting¦ParameterCollection¦FrameRateTarget.Increment¦Status #1' | 'Valid'
'Global HardwareSetting¦Configuration¦Device¦ContinualAccelerationUnit #5' | 'µm/s2'
'Global HardwareSetting¦Configuration¦Device¦ChangerElement¦UniqueName #5' | 'ApoTome.Grid3'
'Global HardwareSetting¦ParameterCollection¦AutoExposure.Default¦IsReadOnly #1' | 'true'
'Global HardwareSetting¦Configuration¦Device¦ContinualAccelerationUnit #4' | 'µm/s2'
'Global HardwareSetting¦Configuration¦Device¦ChangerElement¦UniqueName #4' | 'ApoTome.Grid2'
'Global HardwareSetting¦Configuration¦Device¦ContinualAccelerationUnit #3' | 'µm/s2'
'Global HardwareSetting¦Configuration¦Device¦ChangerElement¦UniqueName #3' | 'ApoTome.Grid1'
'Global HardwareSetting¦Configuration¦Device¦ContinualAccelerationUnit #2' | 'µm/s2'
'Global HardwareSetting¦Configuration¦Device¦ChangerElement¦UniqueName #2' | 'Reflector.none'
'Global Experiment¦AutoSave¦SingleFileName #1' | 'New'
'Global HardwareSetting¦Configuration¦Device¦ContinualAccelerationUnit #1' | 'µm/s²'
'Global HardwareSetting¦Configuration¦Device¦ChangerElement¦UniqueName #1' | 'Aquila.Tubelens none'
'Global HardwareSetting¦ParameterCollection¦NoiseFilter.Type #1' | 'BoolType'
'Global HardwareSetting¦Configuration¦Device¦Phase¦MinMoveSpeed #1' | '1'
'Global HardwareSetting¦Configuration¦Device¦ApoTomeClickStopInfo¦ApoTomeClickStopInfo¦ApoTomeClickStopInfoElement¦Mag1 #2' | '150'
'Global HardwareSetting¦Configuration¦Device¦ApoTomeClickStopInfo¦ApoTomeClickStopInfo¦ApoTomeClickStopInfoElement¦Mag1 #1' | '80'
'Global HardwareSetting¦Configuration¦Device¦IsBrokenReason #09' | ''
'Global HardwareSetting¦Configuration¦Device¦IsBrokenReason #08' | ''
'Global HardwareSetting¦Configuration¦Device¦IsBrokenReason #07' | ''
'Global HardwareSetting¦Configuration¦Device¦IsBrokenReason #06' | ''
'Global HardwareSetting¦ParameterCollection¦AutoExposureFrame.Type #1' | 'RectType'
'Global HardwareSetting¦Configuration¦Device¦IsBrokenReason #05' | ''
'Global HardwareSetting¦ParameterCollection¦DefectPixelCorrection.Default¦Status #1' | 'Valid'
'Global HardwareSetting¦Configuration¦Device¦IsBrokenReason #04' | ''
'Global HardwareSetting¦Configuration¦Device¦IsBrokenReason #03' | ''
'Global HardwareSetting¦Configuration¦Device¦IsBrokenReason #02' | ''
'Global HardwareSetting¦Configuration¦Device¦IsBrokenReason #01' | ''
'Global HardwareSetting¦ParameterCollection¦TriggerMode.Default¦IsReadOnly #1' | 'true'
'Global Experiment¦AcquisitionBlock¦FocusSetup¦FocusStrategy¦RegionsIntervalInfo¦SubInterval #1' | '1'
'Global HardwareSetting¦ParameterCollection¦ExposureDelay.Max #1' | '1000'
'Global HardwareSetting¦ParameterCollection¦ImagePixelDistances.Type¦IsReadOnly #1' | 'true'
'Global HardwareSetting¦ParameterCollection¦SnapShutter.Default #1' | 'false'
'Global HardwareSetting¦ParameterCollection¦LiveImagePixelAccuracy¦IsReadOnly #1' | 'true'
'Global HardwareSetting¦Configuration¦Device¦Focus¦UniqueName #1' | 'ApoTome.Focus'
'Global HardwareSetting¦ParameterCollection¦ConversionFactorOffset.Mode¦IsReadOnly #1' | 'true'
'Global HardwareSetting¦Configuration¦Device¦BeamPath¦BeamPathNode¦BeamPathNode¦BeamPathNode¦BeamPathNode¦BeamPathNode¦BeamPathNode¦BeamPathNode¦BeamPathNode¦BeamPathNode¦Id #1' | 'MTBHXPLamp'
'Global HardwareSetting¦ParameterCollection¦ApoTomeDepthInfo¦ApoTomeDepthInfo¦ApoTomeDepthInfoElement¦DepthMicrometers #4' | '1.1398457154778463'
'Global HardwareSetting¦ParameterCollection¦ApoTomeDepthInfo¦ApoTomeDepthInfo¦ApoTomeDepthInfoElement¦DepthMicrometers #3' | '1.1398457154778463'
'Global HardwareSetting¦ParameterCollection¦ApoTomeDepthInfo¦ApoTomeDepthInfo¦ApoTomeDepthInfoElement¦DepthMicrometers #2' | '1.132035201121157'
'Global HardwareSetting¦ParameterCollection¦ApoTomeDepthInfo¦ApoTomeDepthInfo¦ApoTomeDepthInfoElement¦DepthMicrometers #1' | '1.1188539035234466'
'Global HardwareSetting¦ParameterCollection¦ImageOrientation.GuiHint #1' | 'GuiComboBox'
'Global HardwareSetting¦ParameterCollection¦AdjustFrameRate.GuiHint¦Status #1' | 'Valid'
'Global Experiment¦AcquisitionBlock¦PhysiologyROISetup¦IsActivated #1' | 'false'
'Global Experiment¦AcquisitionBlock¦FocusMapSetup¦UseAdaptiveFPDistribution #1' | 'false'
'Global HardwareSetting¦ParameterCollection¦FrameBundle.Enabled¦Status #1' | 'Valid'
'Global HardwareSetting¦ParameterCollection¦ImageDeliveryBufferCount #1' | '4'
'Global HardwareSetting¦ParameterCollection¦ContinuousAcquisitionMode.GuiHint¦Status #1' | 'Valid'
'Global HardwareSetting¦ParameterCollection¦ShadingReference.GuiHint¦Status #1' | 'Valid'
'Global Experiment¦AcquisitionBlock¦RegionsSetup¦SampleHolder¦OnlineStitchingParameter¦UseFocusReferenceChannel #1' | 'true'
'Global HardwareSetting¦ParameterCollection¦InternalFrameRate.GuiHint¦Status #1' | 'Valid'
'Global Experiment¦AcquisitionBlock¦FocusSetup¦SharpnessMeasureSet¦SharpnessMeasure¦Parameter #3' | '3'
'Global Experiment¦AcquisitionBlock¦FocusSetup¦SharpnessMeasureSet¦SharpnessMeasure¦Parameter #2' | '2'
'Global HardwareSetting¦ParameterCollection¦Position #14' | '2814'
'Global Experiment¦AcquisitionBlock¦FocusSetup¦SharpnessMeasureSet¦SharpnessMeasure¦Parameter #1' | '1'
'Global HardwareSetting¦ParameterCollection¦Position #13' | '2'
'Global HardwareSetting¦ParameterCollection¦Position #12' | '251'
'Global HardwareSetting¦ParameterCollection¦Position #11' | '0.55'
'Global Experiment¦AcquisitionBlock¦FocusSetup¦FocusStrategy¦ReferenceChannelId #1' | '635947911829252952'
'Global HardwareSetting¦ParameterCollection¦Position #10' | '14898.31'
'Global Experiment¦AcquisitionBlock¦AcquisitionModeSetup¦Camera¦ShadingReferenceSource¦Status #1' | 'Valid'
'Global Experiment¦AcquisitionBlock¦FocusSetup¦SearchingMode #1' | 'FarFromFocus'
'Global HardwareSetting¦ParameterCollection¦ApplyCameraProfile #1' | 'false'
'Global HardwareSetting¦Configuration¦Device¦HardwareVersion #1' | 'AT2'
'Global HardwareSetting¦ParameterCollection¦SnapShutter.Enabled #1' | 'false'
'Global HardwareSetting¦ParameterCollection¦Position #09' | '1949.86'
'Global HardwareSetting¦Configuration¦Device¦RLTLSwitchState¦IsMounted #2' | 'true'
'Global HardwareSetting¦ParameterCollection¦Position #08' | '2'
'Global HardwareSetting¦Configuration¦Device¦RLTLSwitchState¦IsMounted #1' | 'true'
'Global HardwareSetting¦ParameterCollection¦Position #07' | '1'
'Global HardwareSetting¦ParameterCollection¦CameraIdentifier.Label¦IsReadOnly #1' | 'true'
'Global Experiment¦HardwareSettingsPool¦HardwareSetting¦ParameterCollection¦Position #30' | '2'
'Global HardwareSetting¦ParameterCollection¦Position #06' | '1'
'Global HardwareSetting¦ParameterCollection¦Position #05' | '1'
'Global Experiment¦AcquisitionBlock¦CPMTimeSeriesSetup¦IsActivated #1' | 'false'
'Global HardwareSetting¦ParameterCollection¦Position #04' | '5'
'Global HardwareSetting¦ParameterCollection¦Position #03' | '2799.33'
'Global HardwareSetting¦ParameterCollection¦Position #02' | '1'
'Global HardwareSetting¦ParameterCollection¦ImageDeliveryBufferCount.Default #1' | '4'
'Global HardwareSetting¦ParameterCollection¦Position #01' | '6'
'Global HardwareSetting¦ParameterCollection¦ValidPixelMaximum.Type #1' | 'IntegerType'
'Global Experiment¦AcquisitionBlock¦AcquisitionModeSetup¦Camera¦LiveImagePixelDistances #1' | '26,26'
'Global Experiment¦AcquisitionBlock¦AcquisitionModeSetup¦Camera¦Binning #1' | '4,4'
'Global HardwareSetting¦ParameterCollection¦NoiseFilter.Enabled #1' | 'true'
'Global HardwareSetting¦ParameterCollection¦ExposureTime.Enabled #1' | 'true'
'Global Experiment¦HardwareSettingsPool¦HardwareSetting¦ParameterCollection¦Position #29' | '5'
'Global Experiment¦HardwareSettingsPool¦HardwareSetting¦ParameterCollection¦Position #28' | '2'
'Global Experiment¦HardwareSettingsPool¦HardwareSetting¦ParameterCollection¦Position #27' | '5'
'Global Experiment¦HardwareSettingsPool¦HardwareSetting¦ParameterCollection¦Position #26' | '2'
'Global Experiment¦HardwareSettingsPool¦HardwareSetting¦ParameterCollection¦Position #25' | '5'
'Global Experiment¦HardwareSettingsPool¦HardwareSetting¦ParameterCollection¦Position #24' | '0.55'
'Global Experiment¦HardwareSettingsPool¦HardwareSetting¦ParameterCollection¦Position #23' | '2'
'Global Experiment¦HardwareSettingsPool¦HardwareSetting¦ParameterCollection¦Position #22' | '6'
'Global Experiment¦HardwareSettingsPool¦HardwareSetting¦ParameterCollection¦Position #21' | '1'
'Global Experiment¦HardwareSettingsPool¦HardwareSetting¦ParameterCollection¦Position #20' | '2'
'Global Experiment¦AcquisitionBlock¦MultiTrackSetup¦ZStackSetup¦Last¦Distance¦Value #1' | '0.00281433'
'Global HardwareSetting¦ParameterCollection¦AutomaticTriggerControl.Default¦IsReadOnly #1' | 'true'
'Global Information¦Image¦Track¦Id #1' | 'Track:11'
'Global HardwareSetting¦ParameterCollection¦AdjustFrameRate.GuiHint #1' | 'GuiCheckBox'
'Global HardwareSetting¦ParameterCollection¦ConversionFactorOffset.Default¦Status #1' | 'Valid'
'Global HardwareSetting¦ParameterCollection¦ShadingStrength.Label #1' | 'Post Processing¦Shading Strength'
'Global Experiment¦HardwareSettingsPool¦HardwareSetting¦ParameterCollection¦Position #19' | '6'
'Global HardwareSetting¦ParameterCollection¦Adjust.Increment¦IsReadOnly #1' | 'true'
'Global Experiment¦HardwareSettingsPool¦HardwareSetting¦ParameterCollection¦Position #18' | '2'
'Global Experiment¦AcquisitionBlock¦ProcessingGraph¦Filter¦IsJpegXrLossless #1' | 'true'
'Global Experiment¦HardwareSettingsPool¦HardwareSetting¦ParameterCollection¦Position #17' | '2'
'Global Experiment¦AcquisitionBlock¦RatioSetup¦RatioDisplayMinimum #1' | '0'
'Global Experiment¦HardwareSettingsPool¦HardwareSetting¦ParameterCollection¦Position #16' | '1'
'Global Experiment¦HardwareSettingsPool¦HardwareSetting¦ParameterCollection¦Position #15' | '6'
'Global Experiment¦HardwareSettingsPool¦HardwareSetting¦ParameterCollection¦Position #14' | '0.55'
'Global Experiment¦HardwareSettingsPool¦HardwareSetting¦ParameterCollection¦Position #13' | '2'
'Global Experiment¦HardwareSettingsPool¦HardwareSetting¦ParameterCollection¦Position #12' | '1'
'Global Experiment¦AcquisitionBlock¦PhysiologyROISetup¦Background¦LayerFlags #1' | '1'
'Global Experiment¦HardwareSettingsPool¦HardwareSetting¦ParameterCollection¦Position #11' | '5'
'Global Experiment¦HardwareSettingsPool¦HardwareSetting¦ParameterCollection¦Position #10' | '2'
'Global HardwareSetting¦ParameterCollection¦AutoExposure.Enabled #1' | 'true'
'Global HardwareSetting¦ParameterCollection¦Deviation #1' | '0'
'Global HardwareSetting¦ParameterCollection¦ApoTomeDepthInfo¦ApoTomeDepthInfo¦ApoTomeDepthInfoElement¦ExcitationWavelength #4' | '550'
'Global HardwareSetting¦ParameterCollection¦ApoTomeDepthInfo¦ApoTomeDepthInfo¦ApoTomeDepthInfoElement¦ExcitationWavelength #3' | '550'
'Global HardwareSetting¦ParameterCollection¦ApoTomeDepthInfo¦ApoTomeDepthInfo¦ApoTomeDepthInfoElement¦ExcitationWavelength #2' | '493'
'Global HardwareSetting¦ParameterCollection¦ApoTomeDepthInfo¦ApoTomeDepthInfo¦ApoTomeDepthInfoElement¦ExcitationWavelength #1' | '395'
'Global Experiment¦AcquisitionBlock¦AcquisitionModeSetup¦Camera¦AutoExposureFrame¦Status #1' | 'Valid'
'Global Experiment¦AcquisitionBlock¦AcquisitionModeSetup¦Camera¦ApplyImageOrientation #1' | 'true'
'Global HardwareSetting¦ParameterCollection¦UnsharpMask.Default¦IsReadOnly #1' | 'true'
'Global Experiment¦HardwareSettingsPool¦HardwareSetting¦ParameterCollection¦Position #09' | '5'
'Global HardwareSetting¦ParameterCollection¦ConversionFactorOffset¦Status #1' | 'Valid'
'Global Experiment¦HardwareSettingsPool¦HardwareSetting¦ParameterCollection¦Position #08' | '1'
'Global Experiment¦HardwareSettingsPool¦HardwareSetting¦ParameterCollection¦Position #07' | '2'
'Global Experiment¦HardwareSettingsPool¦HardwareSetting¦ParameterCollection¦Position #06' | '4'
'Global Experiment¦HardwareSettingsPool¦HardwareSetting¦ParameterCollection¦Position #05' | '2'
'Global Experiment¦HardwareSettingsPool¦HardwareSetting¦ParameterCollection¦Position #04' | '3'
'Global Experiment¦HardwareSettingsPool¦HardwareSetting¦ParameterCollection¦Position #03' | '6'
'Global Experiment¦HardwareSettingsPool¦HardwareSetting¦ParameterCollection¦Position #02' | '2'
'Global Experiment¦HardwareSettingsPool¦HardwareSetting¦ParameterCollection¦Position #01' | '2'
'Global HardwareSetting¦ParameterCollection¦ApoTomeRecommendedGrid #1' | 'OH'
'Global Experiment¦AcquisitionBlock¦AcquisitionModeSetup¦Camera¦ExposureTime¦Status #1' | 'Valid'
'Global Experiment¦AcquisitionBlock¦RatioSetup¦PaletteName #1' | 'rainbow'
'Global HardwareSetting¦ParameterCollection¦DefectPixelCorrection.Type #1' | 'BoolType'
'Global HardwareSetting¦ParameterCollection¦TriggerMode.GuiHint¦Status #1' | 'Valid'
'Global HardwareSetting¦ParameterCollection¦ImagePixelType.Type #1' | 'IntegerType'
'Global HardwareSetting¦Configuration¦Device¦Objective¦TIRFAngleCorrection #6' | '0'
'Global HardwareSetting¦Configuration¦Device¦Objective¦TIRFAngleCorrection #5' | '0'
'Global HardwareSetting¦Configuration¦Device¦Objective¦TIRFAngleCorrection #4' | '1'
'Global HardwareSetting¦Configuration¦Device¦Objective¦TIRFAngleCorrection #3' | '0'
'Global HardwareSetting¦Configuration¦Device¦Objective¦TIRFAngleCorrection #2' | '0'
'Global HardwareSetting¦Configuration¦Device¦Objective¦TIRFAngleCorrection #1' | '0'
'Global Experiment¦AcquisitionBlock¦FocusSetup¦LowerLimit #1' | '100'
'Global Information¦Image¦Z¦Interval¦Start #1' | '-15'
'Global Experiment¦AcquisitionBlock¦FocusSetup¦FocusStrategy¦BreakAfterSupportPointsDetermination #1' | 'false'
'Global Experiment¦AcquisitionBlock¦AcquisitionModeSetup¦Camera¦ReadoutSpeed¦Status #1' | 'Valid'
'Global HardwareSetting¦ParameterCollection¦ConversionFactorOffset.GuiHint¦IsReadOnly #1' | 'true'
'Global Experiment¦AcquisitionBlock¦MultiTrackSetup¦Track¦Channel¦AdditionalDyeInformation¦DyeMaxExcitation #6' | '545'
'Global HardwareSetting¦ParameterCollection¦SnapShutter.Type #1' | 'BoolType'
'Global HardwareSetting¦ParameterCollection¦ReferenceImageCount.Increment¦IsReadOnly #1' | 'true'
'Global Experiment¦AcquisitionBlock¦MultiTrackSetup¦Track¦Channel¦AdditionalDyeInformation¦DyeMaxExcitation #5' | '545'
'Global Experiment¦AcquisitionBlock¦MultiTrackSetup¦Track¦Channel¦AdditionalDyeInformation¦DyeMaxExcitation #4' | '545'
'Global Experiment¦AcquisitionBlock¦MultiTrackSetup¦Track¦Channel¦AdditionalDyeInformation¦DyeMaxExcitation #3' | '545'
'Global Experiment¦AcquisitionBlock¦MultiTrackSetup¦Track¦Channel¦AdditionalDyeInformation¦DyeMaxExcitation #2' | '488'
'Global Experiment¦AcquisitionBlock¦MultiTrackSetup¦Track¦Channel¦AdditionalDyeInformation¦DyeMaxExcitation #1' | '353'
'Global Experiment¦AcquisitionBlock¦LineScanSetup¦FmapMagicOffset #1' | '0'
'Global HardwareSetting¦Configuration¦Device¦GridChanger¦Motorization #1' | 'Motorized'
'Global HardwareSetting¦ParameterCollection¦ReferenceImageCount.Mode¦Status #1' | 'Valid'
'Global HardwareSetting¦ParameterCollection¦ReferenceImageCount.Label #1' | 'Post Processing¦Reference Image Count'
'Global HardwareSetting¦ParameterCollection¦ImageOrientation.ListItems¦Status #1' | 'Valid'
'Global Experiment¦AcquisitionBlock¦PhysiologyROISetup¦ROI¦IsProtected #1' | 'false'
'Global Experiment¦AcquisitionBlock¦AcquisitionModeSetup¦Camera¦ImageOrientation¦Status #1' | 'Valid'
'Global HardwareSetting¦ParameterCollection¦CameraOrientation.Default¦Status #1' | 'Valid'
'Global HardwareSetting¦Configuration¦Device¦Model #31' | ''
'Global HardwareSetting¦Configuration¦Device¦Model #30' | ''
'Global HardwareSetting¦ParameterCollection¦ContinuousAcquisitionMode.ListItems¦Status #1' | 'Valid'
'Global Experiment¦AcquisitionBlock¦AcquisitionModeSetup¦Camera¦UnsharpMaskState¦Status #1' | 'Valid'
'Global HardwareSetting¦Configuration¦Device¦Model #29' | ''
'Global Information¦Image¦Channel¦Fluor #1' | 'DsRed'
'Global HardwareSetting¦Configuration¦Device¦Model #28' | ''
'Global HardwareSetting¦Configuration¦Device¦Model #27' | 'HDCamC11440-42U'
'Global HardwareSetting¦Configuration¦Device¦Model #26' | ''
'Global HardwareSetting¦ParameterCollection¦LiveImageByteSize¦Status #1' | 'Valid'
'Global HardwareSetting¦Configuration¦Device¦Model #25' | ''
'Global HardwareSetting¦Configuration¦Device¦Model #24' | ''
'Global Experiment¦AcquisitionBlock¦AcquisitionModeSetup¦Camera¦Binning¦Status #1' | 'Valid'
'Global HardwareSetting¦Configuration¦Device¦Model #23' | ''
'Global HardwareSetting¦Configuration¦Device¦Model #22' | ''
'Global HardwareSetting¦Configuration¦Device¦Model #21' | ''
'Global HardwareSetting¦Configuration¦Device¦Model #20' | ''
'Global HardwareSetting¦ParameterCollection¦Adjust.Type #1' | 'DoubleType'
'Global HardwareSetting¦ParameterCollection¦DefectPixelCorrection.Enabled #1' | 'true'
'Global HardwareSetting¦ParameterCollection¦MinExposureTimeValidation.Default¦IsReadOnly #1' | 'true'
'Global HardwareSetting¦ParameterCollection¦MinExposureTimeValidation.GuiHint #1' | 'GuiComboBox'
'Global HardwareSetting¦ParameterCollection¦FrameRateTarget.Mode¦IsReadOnly #1' | 'true'
'Global HardwareSetting¦ParameterCollection¦ConversionFactorCoeff.Default¦IsReadOnly #1' | 'true'
'Global HardwareSetting¦ParameterCollection¦SnapShutter.Type¦IsReadOnly #1' | 'true'
'Global HardwareSetting¦Configuration¦Device¦Model #19' | ''
'Global HardwareSetting¦Configuration¦Device¦Model #18' | ''
'Global HardwareSetting¦Configuration¦Device¦Model #17' | ''
'Global HardwareSetting¦Configuration¦Device¦Model #16' | ''
'Global HardwareSetting¦Configuration¦Device¦Model #15' | ''
'Global HardwareSetting¦ParameterCollection¦ImageByteSize.Type¦IsReadOnly #1' | 'true'
'Global HardwareSetting¦Configuration¦Device¦Model #14' | ''
'Global HardwareSetting¦Configuration¦Device¦Model #13' | ''
'Global HardwareSetting¦Configuration¦Device¦OptovarLens¦Id #2' | ''
'Global HardwareSetting¦Configuration¦Device¦Model #12' | ''
'Global HardwareSetting¦Configuration¦Device¦OptovarLens¦Id #1' | ''
'Global HardwareSetting¦Configuration¦Device¦Model #11' | ''
'Global HardwareSetting¦Configuration¦Device¦Model #10' | ''
'Global HardwareSetting¦ParameterCollection¦ImageDeliveryBufferCount.Default¦IsReadOnly #1' | 'true'
'Global HardwareSetting¦ParameterCollection¦Adjust.Max #1' | '2'
'Global Experiment¦AcquisitionBlock¦FocusSetup¦PredefinedStepsize #1' | 'Optimal'
'Global HardwareSetting¦ParameterCollection¦Adjust.Max¦IsReadOnly #1' | 'true'
'Global HardwareSetting¦ParameterCollection¦IsCurrentFeed¦Status #1' | 'Valid'
'Global HardwareSetting¦Configuration¦Device¦GridChanger¦IsBroken #1' | 'false'
'Global HardwareSetting¦ParameterCollection¦FrameRate.Type¦IsReadOnly #1' | 'true'
'Global Information¦Image¦Channel¦GratingRotation #1' | '0'
'Global Experiment¦AcquisitionBlock¦MultiTrackSetup¦Track¦Channel¦DataGrabberSetup¦CameraFrameSetup¦Id #11' | 'MTBCamera_MTBSideportChanger_Left.HDCamC11440-42U'
'Global Experiment¦AcquisitionBlock¦MultiTrackSetup¦Track¦Channel¦DataGrabberSetup¦CameraFrameSetup¦Id #10' | 'MTBCamera_MTBSideportChanger_Left.HDCamC11440-42U'
'Global HardwareSetting¦Configuration¦Device¦Model #09' | ''
'Global HardwareSetting¦Configuration¦Device¦Model #08' | ''
'Global HardwareSetting¦ParameterCollection¦AutomaticTriggerControl.Mode¦Status #1' | 'Valid'
'Global Experiment¦AcquisitionBlock¦AcquisitionModeSetup¦Camera¦ReferenceImageCount #1' | '3'
'Global HardwareSetting¦Configuration¦Device¦Model #07' | ''
'Global Experiment¦AcquisitionBlock¦FocusSetup¦AutofocusMountingAngle #1' | '0'
'Global HardwareSetting¦Configuration¦Device¦Model #06' | ''
'Global HardwareSetting¦Configuration¦Device¦Model #05' | ''
'Global HardwareSetting¦Configuration¦Device¦Model #04' | ''
'Global HardwareSetting¦Configuration¦Device¦Grid0 #1' | 'OL'
'Global HardwareSetting¦Configuration¦Device¦Model #03' | ''
'Global HardwareSetting¦Configuration¦Device¦Model #02' | ''
'Global HardwareSetting¦Configuration¦Device¦Model #01' | ''
'Global HardwareSetting¦ParameterCollection¦ShadingReference.Enabled¦IsReadOnly #1' | 'true'
'Global Experiment¦AcquisitionBlock¦RatioSetup¦BackgroundCorrectionChannel2 #1' | '0'
'Global Information¦Instrument¦Dichroic¦Id #1' | 'Dichroic:1'
'Global HardwareSetting¦ParameterCollection¦AutomaticTriggerControl.Type #1' | 'BoolType'
'Global HardwareSetting¦ParameterCollection¦LiveImagePixelDistances¦Status #1' | 'Valid'
'Global Experiment¦AcquisitionBlock¦MultiTrackSetup¦Track¦Channel¦DataGrabberSetup¦CameraFrameSetup¦Id #09' | 'MTBCamera_MTBSideportChanger_Left.HDCamC11440-42U'
'Global Experiment¦AcquisitionBlock¦AcquisitionModeSetup¦Camera¦ShadingUseBias¦Status #1' | 'Valid'
'Global HardwareSetting¦Configuration¦Device¦Phase¦Motorization #1' | 'Motorized'
'Global Experiment¦AcquisitionBlock¦RatioSetup¦IsOptionalThreshold #1' | 'false'
'Global Experiment¦AcquisitionBlock¦MultiTrackSetup¦Track¦Channel¦IsActivated #11' | 'true'
'Global Experiment¦AcquisitionBlock¦MultiTrackSetup¦Track¦Channel¦DataGrabberSetup¦CameraFrameSetup¦Id #08' | 'MTBCamera_MTBSideportChanger_Left.HDCamC11440-42U'
'Global Experiment¦AcquisitionBlock¦MultiTrackSetup¦Track¦Channel¦IsActivated #10' | 'false'
'Global Experiment¦AcquisitionBlock¦MultiTrackSetup¦Track¦Channel¦DataGrabberSetup¦CameraFrameSetup¦Id #07' | 'MTBCamera_MTBSideportChanger_Left.HDCamC11440-42U'
'Global Experiment¦AcquisitionBlock¦MultiTrackSetup¦Track¦Channel¦DataGrabberSetup¦CameraFrameSetup¦Id #06' | 'MTBCamera_MTBSideportChanger_Left.HDCamC11440-42U'
'Global Experiment¦AcquisitionBlock¦MultiTrackSetup¦Track¦Channel¦DataGrabberSetup¦CameraFrameSetup¦Id #05' | 'MTBCamera_MTBSideportChanger_Left.HDCamC11440-42U'
'Global Experiment¦AcquisitionBlock¦MultiTrackSetup¦Track¦Channel¦DataGrabberSetup¦CameraFrameSetup¦Id #04' | 'MTBCamera_MTBSideportChanger_Left.HDCamC11440-42U'
'Global Experiment¦AcquisitionBlock¦MultiTrackSetup¦Track¦Channel¦DataGrabberSetup¦CameraFrameSetup¦Id #03' | 'MTBCamera_MTBSideportChanger_Left.HDCamC11440-42U'
'Global Experiment¦AcquisitionBlock¦MultiTrackSetup¦Track¦Channel¦DataGrabberSetup¦CameraFrameSetup¦Id #02' | 'MTBCamera_MTBSideportChanger_Left.HDCamC11440-42U'
'Global Experiment¦AcquisitionBlock¦MultiTrackSetup¦Track¦Channel¦DataGrabberSetup¦CameraFrameSetup¦Id #01' | 'MTBCamera_MTBSideportChanger_Left.HDCamC11440-42U'
'Global Information¦Image¦Channel¦Color #1' | '#FFFFFFFF'
'Global Experiment¦AcquisitionBlock¦AcquisitionModeSetup¦Camera¦ShadingUseBias #1' | 'true'
'Global HardwareSetting¦ParameterCollection¦CameraDisplayName #1' | 'Flash'
'Global HardwareSetting¦ParameterCollection¦NoiseFilterThreshold.GuiHint #1' | 'GuiSlider'
'Global Experiment¦AcquisitionBlock¦MultiTrackSetup¦Track¦Channel¦IsActivated #09' | 'false'
'Global Experiment¦AcquisitionBlock¦MultiTrackSetup¦Track¦Channel¦IsActivated #08' | 'false'
'Global Experiment¦AcquisitionBlock¦MultiTrackSetup¦Track¦Channel¦IsActivated #07' | 'false'
'Global Experiment¦AcquisitionBlock¦MultiTrackSetup¦Track¦Channel¦IsActivated #06' | 'false'
'Global Experiment¦AcquisitionBlock¦MultiTrackSetup¦Track¦Channel¦IsActivated #05' | 'false'
'Global Experiment¦AcquisitionBlock¦MultiTrackSetup¦Track¦Channel¦IsActivated #04' | 'false'
'Global Experiment¦AcquisitionBlock¦MultiTrackSetup¦Track¦Channel¦IsActivated #03' | 'false'
'Global Experiment¦AcquisitionBlock¦MultiTrackSetup¦Track¦Channel¦IsActivated #02' | 'false'
'Global Experiment¦AcquisitionBlock¦MultiTrackSetup¦Track¦Channel¦IsActivated #01' | 'false'
'Global HardwareSetting¦ParameterCollection¦ApoTomeHardwareVersion¦Status #1' | 'Valid'
'Global HardwareSetting¦ParameterCollection¦LiveImageByteSize #1' | '524288'
'Global Scaling¦AutoScaling¦Reflector #1' | 'Cy 5'
'Global HardwareSetting¦ParameterCollection¦IsPrecise¦Status #3' | 'Valid'
'Global HardwareSetting¦ParameterCollection¦IsPrecise¦Status #2' | 'Valid'
'Global HardwareSetting¦ParameterCollection¦IsPrecise¦Status #1' | 'Valid'
'Global HardwareSetting¦ParameterCollection¦NoiseFilterThreshold.Increment #1' | '0.1'
'Global HardwareSetting¦Configuration¦Device¦Has3200K #2' | 'false'
'Global Experiment¦AcquisitionBlock¦FocusMapSetup¦FocusPointStrategySet¦MaxNumberOfPoints #1' | '24'
'Global HardwareSetting¦Configuration¦Device¦Has3200K #1' | 'true'
'Global HardwareSetting¦ParameterCollection¦CameraPixelAccuracy.Type #1' | 'DoubleType'
'Global HardwareSetting¦ParameterCollection¦FrameRateTarget.Label¦Status #1' | 'Valid'
'Global HardwareSetting¦ParameterCollection¦DefectPixelCorrection.Enabled¦Status #1' | 'Valid'
'Global Information¦Image¦Channel¦IlluminationType #1' | 'Epifluorescence'
'Global HardwareSetting¦Configuration¦Device¦Focus¦Name #1' | 'ApoTome Focus'
'Global HardwareSetting¦ParameterCollection¦NoiseFilter.Enabled¦IsReadOnly #1' | 'true'
'Global HardwareSetting¦ParameterCollection¦InternalFrameRate.Label¦IsReadOnly #1' | 'true'
'Global Experiment¦AcquisitionBlock¦CPMFocusSetup¦ScanSpeedForBCTraining #1' | '0'
'Global HardwareSetting¦ParameterCollection¦ImageOrientation.Type¦IsReadOnly #1' | 'true'
'Global HardwareSetting¦ParameterCollection¦ApoTomeLiveMode #1' | 'None'
'Global HardwareSetting¦Configuration¦Device¦StageAxis¦Model #2' | ''
'Global HardwareSetting¦Configuration¦Device¦StageAxis¦Model #1' | ''
'Global HardwareSetting¦Configuration¦Device¦OptovarLens¦UniqueName #2' | 'Aquila.Tubelens 1.6x'
'Global HardwareSetting¦Configuration¦Device¦OptovarLens¦UniqueName #1' | 'Aquila.Tubelens 1.0x'
'Global HardwareSetting¦ParameterCollection¦MinExposureTimeValidation.ListItems #1' | '2¦Hardware Trigger¦Hardware Trigger,1¦Snap¦Snap,0¦Streaming¦Streaming'
'Global HardwareSetting¦Configuration¦Device¦GridChanger¦ChangerElement¦LinesPerMM #3' | '35'
'Global HardwareSetting¦ParameterCollection¦ShadingUseBias.Default¦Status #1' | 'Valid'
'Global HardwareSetting¦ParameterCollection¦ShadingUseBias.Mode #1' | 'Expert'
'Global HardwareSetting¦Configuration¦Device¦GridChanger¦ChangerElement¦LinesPerMM #2' | '17.5'
'Global HardwareSetting¦ParameterCollection¦FrameRate.Default¦IsReadOnly #1' | 'true'
'Global HardwareSetting¦Configuration¦Device¦GridChanger¦ChangerElement¦LinesPerMM #1' | '10'
'Global HardwareSetting¦ParameterCollection¦ShadingStrength.Increment¦Status #1' | 'Valid'
'Global HardwareSetting¦Configuration¦Device¦Reflector¦Position #4' | '5'
'Global HardwareSetting¦Configuration¦Device¦Reflector¦Position #3' | '4'
'Global HardwareSetting¦Configuration¦Device¦Reflector¦Position #2' | '3'
'Global HardwareSetting¦Configuration¦Device¦Focus¦IsAvailable #1' | 'true'
'Global HardwareSetting¦Configuration¦Device¦Reflector¦Position #1' | '2'
'Global Information¦Image¦Channel¦ComponentBitCount #1' | '16'
'Global Experiment¦AcquisitionBlock¦CPMRegionsSetup¦SampleHolder¦OnlineStitchingParameter¦UseFocusReferenceChannel #1' | 'true'
'Global HardwareSetting¦ParameterCollection¦IsLightManagerTemporary #1' | 'true'
'Global Information¦Application¦Version #1' | '2.0.0.0'
'Global Experiment¦AcquisitionBlock¦AcquisitionModeSetup¦Camera¦BinningList¦Status #1' | 'Valid'
'Global HardwareSetting¦ParameterCollection¦ApoTomeCalibrationMode #1' | 'None'
'Global HardwareSetting¦ParameterCollection¦FrameRateTarget.GuiHint¦IsReadOnly #1' | 'true'
'Global HardwareSetting¦Configuration¦Device¦Reflector¦WavelengthArea¦EmissionLow #3' | '570'
'Global HardwareSetting¦Configuration¦Device¦Reflector¦WavelengthArea¦EmissionLow #2' | '500'
'Global HardwareSetting¦Configuration¦Device¦Reflector¦WavelengthArea¦EmissionLow #1' | '420'
'Global Experiment¦AcquisitionBlock¦ProcessingGraph¦StopPriority¦Value #1' | '2'
'Global Information¦Image¦SizeB #1' | '1'
'Global HardwareSetting¦ParameterCollection¦SequenceCount.GuiHint¦IsReadOnly #1' | 'true'
'Global Experiment¦AcquisitionBlock¦CPMRegionsSetup¦SampleHolder¦Overlap #1' | '0.1'
'Global HardwareSetting¦Configuration¦Device¦HasOnOff #2' | 'false'
'Global HardwareSetting¦Configuration¦Device¦RLTLSwitchState¦Type #2' | 'RLTLSwitchState'
'Global HardwareSetting¦Configuration¦Device¦HasOnOff #1' | 'true'
'Global HardwareSetting¦Configuration¦Device¦RLTLSwitchState¦Type #1' | 'RLTLSwitchState'
'Global HardwareSetting¦ParameterCollection¦NoiseFilterThreshold¦Status #1' | 'Valid'
'Global HardwareSetting¦ParameterCollection¦NoiseFilterThreshold.GuiHint¦Status #1' | 'Valid'
'Global HardwareSetting¦ParameterCollection¦Binning.Type¦IsReadOnly #1' | 'true'
'Global Scaling¦AutoScaling¦Type #1' | 'Measured'
'Global HardwareSetting¦ParameterCollection¦Trigger.Type¦IsReadOnly #1' | 'true'
'Global HardwareSetting¦ParameterCollection¦ShadingReference.Type¦Status #1' | 'Valid'
'Global Experiment¦AcquisitionBlock¦MultiTrackSetup¦Track¦Channel¦FluorescenceDye¦dye_id #6' | 'McNamara-Boswell-0838'
'Global HardwareSetting¦ParameterCollection¦ApoTomeFullPhase¦Status #1' | 'Valid'
'Global Experiment¦AcquisitionBlock¦MultiTrackSetup¦Track¦Channel¦FluorescenceDye¦dye_id #5' | 'McNamara-Boswell-0838'
'Global Experiment¦AcquisitionBlock¦MultiTrackSetup¦Track¦Channel¦FluorescenceDye¦dye_id #4' | 'McNamara-Boswell-0838'
'Global Experiment¦AcquisitionBlock¦MultiTrackSetup¦Track¦Channel¦FluorescenceDye¦dye_id #3' | 'McNamara-Boswell-0838'
'Global HardwareSetting¦Configuration¦Device¦StepWidth #11' | '1'
'Global Experiment¦AcquisitionBlock¦MultiTrackSetup¦Track¦Channel¦FluorescenceDye¦dye_id #2' | 'McNamara-Boswell-0828'
'Global HardwareSetting¦Configuration¦Device¦StepWidth #10' | '1'
'Global Experiment¦AcquisitionBlock¦MultiTrackSetup¦Track¦Channel¦FluorescenceDye¦dye_id #1' | 'McNamara-Boswell-0434'
'Global Experiment¦AcquisitionBlock¦FocusSetup¦IsAutomaticRange #1' | 'true'
'Global HardwareSetting¦ParameterCollection¦Id #32' | 'ApoTomeProcessing'
'Global HardwareSetting¦ParameterCollection¦Id #31' | 'ApoTome'
'Global HardwareSetting¦Configuration¦Device¦Phase¦IsEmitter #1' | 'false'
'Global HardwareSetting¦ParameterCollection¦Id #30' | 'Autofocus'
'Global HardwareSetting¦ParameterCollection¦ShadingReference.Default¦IsReadOnly #1' | 'true'
'Global HardwareSetting¦ParameterCollection¦ConversionFactorOffset.Enabled¦Status #1' | 'Valid'
'Global Experiment¦AcquisitionBlock¦MultiTrackSetup¦Track¦Channel¦ContrastMethod¦Name #5' | 'TL Phase'
'Global Experiment¦AcquisitionBlock¦MultiTrackSetup¦Track¦Channel¦ContrastMethod¦Name #4' | 'TL DIC'
'Global Experiment¦AcquisitionBlock¦MultiTrackSetup¦Track¦Channel¦ContrastMethod¦Name #3' | 'TL DIC'
'Global HardwareSetting¦Configuration¦Device¦StepWidth #09' | '1'
'Global Experiment¦AcquisitionBlock¦MultiTrackSetup¦Track¦Channel¦ContrastMethod¦Name #2' | 'TL Phase'
'Global HardwareSetting¦ParameterCollection¦InternalTriggerMinExposure.Default #1' | '0'
'Global HardwareSetting¦Configuration¦Device¦Phase¦UniqueName #1' | 'ApoTome.Phase'
'Global HardwareSetting¦Configuration¦Device¦StepWidth #08' | '5.2105263157894735'
'Global Experiment¦AcquisitionBlock¦MultiTrackSetup¦Track¦Channel¦ContrastMethod¦Name #1' | 'TL Brightfield'
'Global HardwareSetting¦Configuration¦Device¦StepWidth #07' | '0.011925708699902247'
'Global Experiment¦AcquisitionBlock¦RatioSetup¦OptionalThresholdChannel2 #1' | '0'
'Global HardwareSetting¦Configuration¦Device¦StepWidth #06' | '0.00057571964956195255'
'Global HardwareSetting¦Configuration¦Device¦StepWidth #05' | '0.25'
'Global HardwareSetting¦Configuration¦Device¦StepWidth #04' | '0.25'
'Global HardwareSetting¦ParameterCollection¦Id #29' | 'SoftwareAutofocus'
'Global HardwareSetting¦Configuration¦Device¦StepWidth #03' | '0.25'
'Global HardwareSetting¦ParameterCollection¦Id #28' | 'MTBCamera_MTBSideportChanger_Left.HDCamC11440-42U'
'Global HardwareSetting¦Configuration¦Device¦StepWidth #02' | '0.25'
'Global HardwareSetting¦ParameterCollection¦Id #27' | 'MTBRLApoTomePhase'
'Global HardwareSetting¦Configuration¦Device¦StepWidth #01' | '0.01'
'Global HardwareSetting¦ParameterCollection¦Id #26' | 'MTBRLApoTomeGridChanger'
'Global HardwareSetting¦ParameterCollection¦Id #25' | 'MTBRLApoTomeFocus'
'Global HardwareSetting¦ParameterCollection¦Id #24' | 'MTBRLApoTome'
'Global HardwareSetting¦ParameterCollection¦Id #23' | 'MTBHXPLamp'
'Global HardwareSetting¦ParameterCollection¦CameraPixelMaximum #1' | '255'
'Global HardwareSetting¦ParameterCollection¦Id #22' | 'MTBHXP120Shutter'
'Global HardwareSetting¦ParameterCollection¦Id #21' | 'MTBFocusStabilizer'
'Global HardwareSetting¦ParameterCollection¦Id #20' | 'MTBTLShutter'
'Global HardwareSetting¦ParameterCollection¦TriggerMode.ListItems¦Status #1' | 'Valid'
'Global Experiment¦AcquisitionBlock¦CPMRegionsSetup¦SampleHolder¦SplitScenesInSeparateFiles #1' | 'false'
'Global HardwareSetting¦ParameterCollection¦InternalFrameRate¦Status #1' | 'Valid'
'Global Experiment¦AcquisitionBlock¦RegionsSetup¦SampleHolder¦IsOptimizedTemplateShapesSorting #1' | 'true'
'Global HardwareSetting¦ParameterCollection¦AutoExposureFrame.GuiHint #1' | 'GuiRect'
'Global HardwareSetting¦ParameterCollection¦Id #19' | 'MTBTLHalogenLamp'
'Global HardwareSetting¦ParameterCollection¦Id #18' | 'MTBTLApertureStop'
'Global HardwareSetting¦ParameterCollection¦ExposureControl.Label #1' | 'Acquire¦Auto select exposure time'
'Global HardwareSetting¦ParameterCollection¦Id #17' | 'MTBStageAxisY'
'Global HardwareSetting¦ParameterCollection¦Id #16' | 'MTBStageAxisX'
'Global HardwareSetting¦ParameterCollection¦Id #15' | 'MTBStage'
'Global HardwareSetting¦ParameterCollection¦Id #14' | 'MTBSideportChanger'
'Global HardwareSetting¦ParameterCollection¦Id #13' | 'MTBRLTLSwitch'
'Global HardwareSetting¦ParameterCollection¦Id #12' | 'MTBRLShutter'
'Global HardwareSetting¦ParameterCollection¦Id #11' | 'MTBReflectorChanger'
'Global HardwareSetting¦ParameterCollection¦Id #10' | 'MTBOptovarChanger'
'Global HardwareSetting¦ParameterCollection¦ShadingReferenceSource.Default¦Status #1' | 'Valid'
'Global HardwareSetting¦ParameterCollection¦AutoExposureTimeIncrement.Type #1' | 'IntegerType'
'Global HardwareSetting¦ParameterCollection¦ReadoutSpeed.Enabled¦IsReadOnly #1' | 'true'
'Global HardwareSetting¦Configuration¦Device¦Phase¦Model #1' | ''
'Global HardwareSetting¦Configuration¦Device¦GridLinesPerMillimeter2 #1' | '10'
'Global Experiment¦AcquisitionBlock¦BleachingSetup¦PulseDuration #1' | '0'
'Global Experiment¦AcquisitionBlock¦FocusSetup¦FocusStrategy¦RegionsIntervalInfo¦IsSubIntervalEnabled #1' | 'false'
'Global HardwareSetting¦Configuration¦Device¦GridCount #1' | '3'
'Global Experiment¦AcquisitionBlock¦AcquisitionModeSetup¦Camera¦AutomaticTriggerControl #1' | 'true'
'Global HardwareSetting¦ParameterCollection¦Id #09' | 'MTBObjectiveChanger'
'Global HardwareSetting¦ParameterCollection¦Id #08' | 'MTBObject'
'Global Information¦Image¦Channel¦Id #1' | 'Channel:0'
'Global HardwareSetting¦ParameterCollection¦Id #07' | 'MTBMicroscopeManager'
'Global HardwareSetting¦ParameterCollection¦Id #06' | 'MTBFocus'
'Global HardwareSetting¦ParameterCollection¦Id #05' | 'MTBFLAttenuator'
'Global HardwareSetting¦ParameterCollection¦Id #04' | 'MTBEyePiece'
'Global HardwareSetting¦ParameterCollection¦Id #03' | 'MTBCondenserContrastChanger'
'Global HardwareSetting¦ParameterCollection¦Id #02' | 'MTBCameraAdapter_MTBSideportChanger_Left'
'Global HardwareSetting¦Configuration¦Device¦ChangerElement¦Id #5' | ''
'Global HardwareSetting¦ParameterCollection¦Id #01' | 'MTBCamera_MTBCameraAdapter_MTBSideportChanger_Left'
'Global HardwareSetting¦Configuration¦Device¦ChangerElement¦Id #4' | ''
'Global HardwareSetting¦Configuration¦Device¦ChangerElement¦Id #3' | ''
'Global HardwareSetting¦Configuration¦Device¦Filter¦UniqueName #6' | 'Filter.At2'
'Global HardwareSetting¦Configuration¦Device¦ChangerElement¦Id #2' | ''
'Global HardwareSetting¦Configuration¦Device¦Filter¦UniqueName #5' | 'Filter.At20'
'Global HardwareSetting¦Configuration¦Device¦ChangerElement¦Id #1' | ''
'Global HardwareSetting¦Configuration¦Device¦Filter¦UniqueName #4' | 'Filter.At40'
'Global HardwareSetting¦Configuration¦Device¦Filter¦UniqueName #3' | 'Filter.At50'
'Global HardwareSetting¦ParameterCollection¦ExposureControl.Enabled #1' | 'true'
'Global HardwareSetting¦Configuration¦Device¦Filter¦UniqueName #2' | 'Filter.At70'
'Global HardwareSetting¦ParameterCollection¦FrameBundle.Enabled #1' | 'true'
'Global HardwareSetting¦Configuration¦Device¦Filter¦UniqueName #1' | 'Filter.At100'
'Global Experiment¦AcquisitionBlock¦AcquisitionModeSetup¦Camera¦LiveImageFrame¦Status #1' | 'Valid'
'Global HardwareSetting¦ParameterCollection¦FrameRate¦Status #1' | 'Valid'
'Global HardwareSetting¦ParameterCollection¦FrameBundle.Type #1' | 'IntegerType'
'Global HardwareSetting¦ParameterCollection¦SequenceProgress.Default¦Status #1' | 'Valid'
'Global HardwareSetting¦ParameterCollection¦InternalTriggerMinExposure.Enabled #1' | 'false'
'Global HardwareSetting¦ParameterCollection¦AutoExposureFrame.Default¦IsReadOnly #1' | 'true'
'Global HardwareSetting¦ParameterCollection¦TriggerMode.Type¦IsReadOnly #1' | 'true'
'Global Experiment¦AcquisitionBlock¦TimeSeriesSetup¦IsFastAsPossible #1' | 'false'
'Global Experiment¦AcquisitionBlock¦MultiTrackSetup¦Track¦Channel¦Color #11' | '#FFFFFFFF'
'Global Experiment¦AcquisitionBlock¦MultiTrackSetup¦Track¦Channel¦Color #10' | '#FFFFFFFF'
'Global HardwareSetting¦ParameterCollection¦DualCameraCalibrationId.Default¦IsReadOnly #1' | 'true'
'Global Experiment¦AcquisitionBlock¦FocusMapSetup¦IsRelativ #1' | 'false'
'Global Experiment¦AcquisitionBlock¦MultiTrackSetup¦Track¦Channel¦DataGrabberSetup¦CameraFrameSetup¦AutoExposure #11' | 'false'
'Global Experiment¦AcquisitionBlock¦MultiTrackSetup¦Track¦Channel¦DataGrabberSetup¦CameraFrameSetup¦AutoExposure #10' | 'false'
'Global HardwareSetting¦ParameterCollection¦CameraDisplayName.Mode #1' | 'Expert, NoPersist'
'Global Experiment¦AcquisitionBlock¦FocusSetup¦FocusStrategy¦FocusZStackMode #1' | 'FixedZ'
'Global HardwareSetting¦Configuration¦Device¦RLTLSwitchState¦LightPathLocation #2' | 'ReflectedLight'
'Global Experiment¦AcquisitionBlock¦CPMRegionsSetup¦SampleHolder¦IsOnlinePyramidEnabled #1' | 'true'
'Global HardwareSetting¦Configuration¦Device¦RLTLSwitchState¦LightPathLocation #1' | 'TransmittedLight'
'Global Experiment¦AcquisitionBlock¦MultiTrackSetup¦Track¦Channel¦Color #09' | '#FFFFFFFF'
'Global Experiment¦AcquisitionBlock¦MultiTrackSetup¦Track¦Channel¦Color #08' | '#FFFFFFFF'
'Global Experiment¦AcquisitionBlock¦MultiTrackSetup¦Track¦Channel¦Color #07' | '#FFFFFFFF'
'Global Experiment¦AcquisitionBlock¦MultiTrackSetup¦Track¦Channel¦Color #06' | '#FFFFFFFF'
'Global Experiment¦AcquisitionBlock¦MultiTrackSetup¦Track¦Channel¦Color #05' | '#FFFFFFFF'
'Global Experiment¦AcquisitionBlock¦MultiTrackSetup¦Track¦Channel¦Color #04' | '#FFFFFFFF'
'Global Experiment¦AcquisitionBlock¦MultiTrackSetup¦Track¦Channel¦Color #03' | '#FFFFFFFF'
'Global AuditTrail #1' | '<AuditTrail ProcessingSteps="1">
<SimDisplay Timestamp="2016-04-11T16:27:47.1756829-04:00" ElapsedTime="00:00:02.5730583" ID="1">
<OverruleMultiChannelParameterIndex>-1</OverruleMultiChannelParameterIndex>
<MultiChannelParameterIndex>-1</MultiChannelParameterIndex>
<CanProcessInplace>false</CanProcessInplace>
<UseNormalization>false</UseNormalization>
<ViewMode>Sectioned</ViewMode>
<FilterParameters AsmName="Zeiss.Micro.LM.Processing, Version=2.0.0.0, Culture=neutral, PublicKeyToken=null" TypeName="Zeiss.Micro.Imaging.View.SIMViewerPlugin+SimDisplay+FilterParameter">
<UseFilter>false</UseFilter>
<FilterSize>0</FilterSize>
<FilterComponents>0</FilterComponents>
<Index>0</Index>
</FilterParameters>
<CloneDisplaySettings>true</CloneDisplaySettings>
<ProcessingMode>Sectioned</ProcessingMode>
<CorrectionMode>LocalIntensity</CorrectionMode>
<Normalization>Clip</Normalization>
<SectionedOrder>1</SectionedOrder>
<SABCEpsilon>0.05</SABCEpsilon>
<SaturationThreshold>5</SaturationThreshold>
<FilterComponents>None</FilterComponents>
<FilterSize>0</FilterSize>
<UseGratingFilter>false</UseGratingFilter>
<ChannelProcessingMode>
<c0>
<Name>AF633_40x Apotome Calibrated</Name>
<Index>0</Index>
<ChannelProcessingMode>ProcessChannel</ChannelProcessingMode>
</c0>
</ChannelProcessingMode>
<Input>D:\Data\Apotome Scope\2016.04.04 40xW images of 3T3 on Dot Array\Experiment-102.czi</Input>
</SimDisplay>
</AuditTrail>'
'Global HardwareSetting¦Configuration¦Device¦BeamPath¦BeamPathNode¦BeamPathNode¦BeamPathNode¦BeamPathNode¦BeamPathNode¦BeamPathNode¦BeamPathNode¦BeamPathNode¦Id #1' | 'MTBHXP120Shutter'
'Global Experiment¦AcquisitionBlock¦MultiTrackSetup¦Track¦Channel¦Color #02' | '#FFFFFFFF'
'Global Experiment¦AcquisitionBlock¦FocusSetup¦FocusStrategy¦WaitPositionZ #1' | '0'
'Global Experiment¦AcquisitionBlock¦MultiTrackSetup¦Track¦Channel¦Color #01' | '#FFFFFFFF'
'Global HardwareSetting¦ParameterCollection¦IsParfocalCorrectionSilentMode¦Status #1' | 'Valid'
'Global Experiment¦AcquisitionBlock¦MultiTrackSetup¦Track¦Channel¦DataGrabberSetup¦CameraFrameSetup¦AutoExposure #09' | 'false'
'Global HardwareSetting¦ParameterCollection¦FrameBundle.Max¦IsReadOnly #1' | 'true'
'Global Experiment¦AcquisitionBlock¦MultiTrackSetup¦Track¦Channel¦DataGrabberSetup¦CameraFrameSetup¦AutoExposure #08' | 'false'
'Global Experiment¦AcquisitionBlock¦MultiTrackSetup¦Track¦Channel¦DataGrabberSetup¦CameraFrameSetup¦AutoExposure #07' | 'false'
'Global Experiment¦AcquisitionBlock¦MultiTrackSetup¦Track¦Channel¦DataGrabberSetup¦CameraFrameSetup¦AutoExposure #06' | 'false'
'Global HardwareSetting¦Configuration¦Device¦TypicalDeviation #11' | '2.5'
'Global Experiment¦AcquisitionBlock¦MultiTrackSetup¦Track¦Channel¦DataGrabberSetup¦CameraFrameSetup¦AutoExposure #05' | 'false'
'Global HardwareSetting¦Configuration¦Device¦TypicalDeviation #10' | '2.5'
'Global Experiment¦AcquisitionBlock¦MultiTrackSetup¦Track¦Channel¦DataGrabberSetup¦CameraFrameSetup¦AutoExposure #04' | 'false'
'Global Experiment¦AcquisitionBlock¦MultiTrackSetup¦Track¦Channel¦DataGrabberSetup¦CameraFrameSetup¦AutoExposure #03' | 'false'
'Global HardwareSetting¦Configuration¦Device¦ShutterState¦UniqueName #6' | 'Shutter.Open'
'Global Experiment¦AcquisitionBlock¦MultiTrackSetup¦Track¦Channel¦DataGrabberSetup¦CameraFrameSetup¦AutoExposure #02' | 'false'
'Global HardwareSetting¦ParameterCollection¦UnsharpMaskState.Type¦Status #1' | 'Valid'
'Global HardwareSetting¦Configuration¦Device¦ShutterState¦UniqueName #5' | 'Shutter.Closed'
'Global Experiment¦AcquisitionBlock¦MultiTrackSetup¦Track¦Channel¦DataGrabberSetup¦CameraFrameSetup¦AutoExposure #01' | 'false'
'Global HardwareSetting¦Configuration¦Device¦ShutterState¦UniqueName #4' | 'Shutter.Open'
'Global HardwareSetting¦Configuration¦Device¦IsPositiveDirectionAgainstGravity #1' | 'true'
'Global HardwareSetting¦Configuration¦Device¦ShutterState¦UniqueName #3' | 'Shutter.Closed'
'Global HardwareSetting¦Configuration¦Device¦ShutterState¦UniqueName #2' | 'Shutter.Open'
'Global HardwareSetting¦Configuration¦Device¦ShutterState¦UniqueName #1' | 'Shutter.Closed'
'Global Experiment¦AcquisitionBlock¦AcquisitionModeSetup¦Camera¦FrameRate #1' | '18.4'
'Global HardwareSetting¦Configuration¦Device¦GridChanger¦Name #1' | 'ApoTome Grid Changer'
'Global HardwareSetting¦ParameterCollection¦DefectPixelCorrection.Label¦Status #1' | 'Valid'
'Global HardwareSetting¦Configuration¦Device¦Motorization #31' | 'Motorized'
'Global HardwareSetting¦Configuration¦Device¦Motorization #30' | 'Motorized'
'Global HardwareSetting¦ParameterCollection¦CameraIdentifier.Label #1' | 'Camera Identifier'
'Global Experiment¦AcquisitionBlock¦MultiTrackSetup¦Track¦Channel¦ChannelSetupId #11' | '635947911829252952'
'Global Experiment¦AcquisitionBlock¦MultiTrackSetup¦Track¦Channel¦ChannelSetupId #10' | '635947811212610298'
'Global HardwareSetting¦Configuration¦Device¦TypicalDeviation #09' | '2.5'
'Global HardwareSetting¦Configuration¦Device¦TypicalDeviation #08' | '2.6052631578947367'
'Global HardwareSetting¦Configuration¦Device¦TypicalDeviation #07' | '0.0059628543499511237'
'Global Experiment¦AcquisitionBlock¦FocusMapSetup¦SharpnessSearchMinimumSignalToNoiseRatio #1' | '0'
'Global HardwareSetting¦Configuration¦Device¦TypicalDeviation #06' | '0.00028785982478097627'
'Global Information¦Image¦T¦StartTime #1' | '2016-04-04T16:10:27.4711122Z'
'Global HardwareSetting¦Configuration¦Device¦TypicalDeviation #05' | '2.125'
'Global HardwareSetting¦Configuration¦Device¦TypicalDeviation #04' | '2.125'
'Global HardwareSetting¦ParameterCollection¦AutomaticTriggerControl.DisplayOrder¦Status #1' | 'Valid'
'Global HardwareSetting¦Configuration¦Device¦TypicalDeviation #03' | '2.125'
'Global HardwareSetting¦ParameterCollection¦BinningList.Default¦Status #1' | 'Valid'
'Global HardwareSetting¦Configuration¦Device¦TypicalDeviation #02' | '2.125'
'Global HardwareSetting¦Configuration¦Device¦TypicalDeviation #01' | '0.005'
'Global HardwareSetting¦ParameterCollection¦ApoTomeIsActive #1' | 'false'
'Global HardwareSetting¦Configuration¦Device¦Objective¦Type #6' | 'Objective'
'Global HardwareSetting¦Configuration¦Device¦Motorization #29' | 'Motorized'
'Global HardwareSetting¦ParameterCollection¦AutoExposure.Default¦Status #1' | 'Valid'
'Global HardwareSetting¦Configuration¦Device¦Objective¦Type #5' | 'Objective'
'Global HardwareSetting¦Configuration¦Device¦Motorization #28' | 'Motorized'
'Global Experiment¦AcquisitionBlock¦MultiTrackSetup¦Track¦Channel¦ChannelSetupId #09' | '635945123842776713'
'Global HardwareSetting¦Configuration¦Device¦Objective¦Type #4' | 'Objective'
'Global HardwareSetting¦Configuration¦Device¦Motorization #27' | 'Motorized'
'Global Experiment¦AcquisitionBlock¦MultiTrackSetup¦Track¦Channel¦ChannelSetupId #08' | '635944682818302768'
'Global HardwareSetting¦Configuration¦Device¦Objective¦Type #3' | 'Objective'
'Global HardwareSetting¦Configuration¦Device¦Motorization #26' | 'Motorized'
'Global Experiment¦AcquisitionBlock¦MultiTrackSetup¦Track¦Channel¦ChannelSetupId #07' | '635893482096207546'
'Global HardwareSetting¦Configuration¦Device¦Objective¦Type #2' | 'Objective'
'Global HardwareSetting¦Configuration¦Device¦Motorization #25' | 'Motorized'
'Global Experiment¦AcquisitionBlock¦MultiTrackSetup¦Track¦Channel¦ChannelSetupId #06' | '635893473748000531'
'Global HardwareSetting¦Configuration¦Device¦Objective¦Type #1' | 'Objective'
'Global HardwareSetting¦Configuration¦Device¦RLTLSwitchState¦UniqueName #2' | 'RLTLSwitch.RL'
'Global HardwareSetting¦Configuration¦Device¦Motorization #24' | 'Motorized'
'Global Experiment¦AcquisitionBlock¦MultiTrackSetup¦Track¦Channel¦ChannelSetupId #05' | '635893482625677834'
'Global HardwareSetting¦Configuration¦Device¦RLTLSwitchState¦UniqueName #1' | 'RLTLSwitch.TL'
'Global HardwareSetting¦Configuration¦Device¦Motorization #23' | 'Motorized'
'Global Experiment¦AcquisitionBlock¦MultiTrackSetup¦Track¦Channel¦ChannelSetupId #04' | '635893473728079388'
'Global HardwareSetting¦Configuration¦Device¦Motorization #22' | 'Motorized'
'Global Experiment¦AcquisitionBlock¦MultiTrackSetup¦Track¦Channel¦ChannelSetupId #03' | '635893473673246248'
'Global HardwareSetting¦ParameterCollection¦ContrastManagerMode #1' | 'ContrastRetaining'
'Global HardwareSetting¦Configuration¦Device¦Motorization #21' | 'Motorized'
'Global Experiment¦AcquisitionBlock¦MultiTrackSetup¦Track¦Channel¦ChannelSetupId #02' | '635893473625313502'
'Global HardwareSetting¦Configuration¦Device¦Motorization #20' | 'Motorized'
'Global Experiment¦AcquisitionBlock¦MultiTrackSetup¦Track¦Channel¦ChannelSetupId #01' | '635893473563339953'
'Global HardwareSetting¦ParameterCollection¦TriggerMode.Mode¦Status #1' | 'Valid'
'Global Experiment¦AcquisitionBlock¦FocusSetup¦BacklashStepsize #1' | '2'
'Global HardwareSetting¦Configuration¦Device¦StageAxis¦IsBrokenReason #2' | ''
'Global HardwareSetting¦ParameterCollection¦TriggerMode.Mode #1' | 'Expert'
'Global HardwareSetting¦ParameterCollection¦ValidPixelMaximum #1' | '255'
'Global HardwareSetting¦Configuration¦Device¦StageAxis¦IsBrokenReason #1' | ''
'Global HardwareSetting¦Configuration¦Device¦RLTLSwitchState¦Name #2' | 'RL'
'Global HardwareSetting¦Configuration¦Device¦RLTLSwitchState¦Name #1' | 'TL'
'Global Information¦Image¦Channel¦DyeDatabaseId #1' | '66071726-cbd4-4c41-b371-0a6eee4ae9c5'
'Global Experiment¦AcquisitionBlock¦CorrelativeSetup¦HolderDocument¦Calibration¦Marker2¦X #1' | 'NaN'
'Global HardwareSetting¦ParameterCollection¦FrameBundle.GuiHint¦IsReadOnly #1' | 'true'
'Global HardwareSetting¦Configuration¦Device¦Mirror¦UniqueName #3' | 'Aquila.SideportElement_100%R'
'Global HardwareSetting¦Configuration¦Device¦Mirror¦UniqueName #2' | 'Aquila.SideportElement_100%L'
'Global HardwareSetting¦Configuration¦Device¦Mirror¦UniqueName #1' | 'Aquila.SideportElement_100%BP'
'Global Experiment¦AcquisitionBlock¦FocusSetup¦SharpnessMeasureSet¦SharpnessMeasure¦DecisionWeight #3' | '3'
'Global Experiment¦AcquisitionBlock¦FocusSetup¦SharpnessMeasureSet¦SharpnessMeasure¦DecisionWeight #2' | '2'
'Global HardwareSetting¦Configuration¦Device¦FullPhaseFactoryDefault2 #1' | '3675'
'Global Experiment¦AcquisitionBlock¦FocusSetup¦SharpnessMeasureSet¦SharpnessMeasure¦DecisionWeight #1' | '1'
'Global HardwareSetting¦ParameterCollection¦NoiseFilterThreshold.Enabled¦IsReadOnly #1' | 'true'
'Global HardwareSetting¦Configuration¦Device¦Motorization #19' | 'Motorized'
'Global HardwareSetting¦Configuration¦Device¦Motorization #18' | 'Motorized'
'Global HardwareSetting¦Configuration¦Device¦Motorization #17' | 'Motorized'
'Global HardwareSetting¦Configuration¦Device¦Motorization #16' | 'Motorized'
'Global HardwareSetting¦Configuration¦Device¦Motorization #15' | 'Motorized'
'Global HardwareSetting¦Configuration¦Device¦Motorization #14' | 'Motorized'
'Global HardwareSetting¦Configuration¦Device¦Motorization #13' | 'Coded'
'Global HardwareSetting¦Configuration¦Device¦Motorization #12' | 'Motorized'
'Global HardwareSetting¦ParameterCollection¦ShadingStrength.Max #1' | '2'
'Global HardwareSetting¦Configuration¦Device¦Motorization #11' | 'Motorized'
'Global HardwareSetting¦Configuration¦Device¦Motorization #10' | 'Motorized'
'Global HardwareSetting¦Configuration¦Device¦IsVignettingFreeModeTemporaryAvailable #1' | 'false'
'Global HardwareSetting¦ParameterCollection¦LiveShutter.Type #1' | 'BoolType'
'Global HardwareSetting¦ParameterCollection¦IsExclusiveModeEnabled #1' | 'false'
'Global Experiment¦AcquisitionBlock¦AcquisitionModeSetup¦Camera¦UnsharpMask #1' | 'false'
'Global HardwareSetting¦ParameterCollection¦AdjustFrameRate.Mode¦IsReadOnly #1' | 'true'
'Global HardwareSetting¦ParameterCollection¦ShadingStrength.Min¦Status #1' | 'Valid'
'Global Experiment¦AcquisitionBlock¦AcquisitionModeSetup¦Camera¦BlackReference¦Status #1' | 'Valid'
'Global Experiment¦AcquisitionBlock¦RatioSetup¦IsActivated #1' | 'false'
'Global HardwareSetting¦ParameterCollection¦CameraIdentifier.Type #1' | 'StringType'
'Global HardwareSetting¦ParameterCollection¦NoiseFilterThreshold.Max #1' | '10'
'Global Experiment¦AcquisitionBlock¦AcquisitionModeSetup¦Camera¦MinExposureTimeValidation #1' | '1'
'Global HardwareSetting¦Configuration¦Device¦Motorization #09' | 'Motorized'
'Global HardwareSetting¦Configuration¦Device¦Motorization #08' | 'None'
'Global HardwareSetting¦ParameterCollection¦ShadingUseBias.Enabled #1' | 'true'
'Global HardwareSetting¦Configuration¦Device¦Motorization #07' | 'None'
'Global Experiment¦AcquisitionBlock¦FocusMapSetup¦SharpnessSearchMinimumRelativePeakHeight #1' | '0'
'Global HardwareSetting¦Configuration¦Device¦Motorization #06' | 'Motorized'
'Global HardwareSetting¦Configuration¦Device¦Motorization #05' | 'Motorized'
'Global HardwareSetting¦Configuration¦Device¦Motorization #04' | 'None'
'Global HardwareSetting¦Configuration¦Device¦Motorization #03' | 'Motorized'
'Global HardwareSetting¦Configuration¦Device¦Motorization #02' | 'None'
'Global HardwareSetting¦Configuration¦Device¦Motorization #01' | 'Motorized'
'Global Experiment¦AcquisitionBlock¦ProcessingGraph¦Filter¦IsIgnoreItems #1' | 'false'
'Global HardwareSetting¦ParameterCollection¦MinExposureTimeValidation.Type¦IsReadOnly #1' | 'true'
'Global HardwareSetting¦ParameterCollection¦ReferenceImageCount.Enabled¦IsReadOnly #1' | 'true'
'Global HardwareSetting¦Configuration¦Device¦Filter¦IsMounted #6' | 'true'
'Global HardwareSetting¦Configuration¦Device¦Filter¦IsMounted #5' | 'true'
'Global HardwareSetting¦Configuration¦Device¦ApoTomeClickStopInfo¦ApoTomeClickStopInfo¦ApoTomeClickStopInfoElement¦Mag2 #2' | '160'
'Global HardwareSetting¦Configuration¦Device¦Filter¦IsMounted #4' | 'true'
'Global HardwareSetting¦Configuration¦Device¦ApoTomeClickStopInfo¦ApoTomeClickStopInfo¦ApoTomeClickStopInfoElement¦Mag2 #1' | '100'
'Global HardwareSetting¦Configuration¦Device¦Filter¦IsMounted #3' | 'true'
'Global HardwareSetting¦Configuration¦Device¦Filter¦IsMounted #2' | 'true'
'Global HardwareSetting¦Configuration¦Device¦Filter¦IsMounted #1' | 'true'
'Global HardwareSetting¦ParameterCollection¦AutofocusSignalQualityThreshold #1' | '50'
'Global Information¦Image¦Channel¦Name #1' | 'AF633_40x Apotome Calibrated'
'Global Experiment¦AcquisitionBlock¦AcquisitionModeSetup¦Camera¦ReadoutSpeed #1' | '1'
'Global Experiment¦HardwareSettingsPool¦HardwareSetting¦ParameterCollection¦Position¦IsActivated #30' | 'true'
'Global HardwareSetting¦ParameterCollection¦FrameBundle.Label¦Status #1' | 'Valid'
'Global HardwareSetting¦ParameterCollection¦ExposureTime.Max¦IsReadOnly #1' | 'true'
'Global HardwareSetting¦ParameterCollection¦CameraPixelAccuracy¦Status #1' | 'Valid'
'Global Experiment¦AcquisitionBlock¦AcquisitionModeSetup¦SelectedDetector #1' | 'MTBCamera_MTBSideportChanger_Left.HDCamC11440-42U'
'Global HardwareSetting¦ParameterCollection¦Status #1' | 'Standby'
'Global HardwareSetting¦ParameterCollection¦Trigger.Default #1' | 'false'
'Global HardwareSetting¦Configuration¦Device¦ChangerElement¦IsMounted #5' | 'true'
'Global HardwareSetting¦ParameterCollection¦IsPrecise #3' | 'false'
'Global HardwareSetting¦Configuration¦Device¦ChangerElement¦IsMounted #4' | 'true'
'Global HardwareSetting¦ParameterCollection¦ApoTomeSliderReady¦Status #1' | 'Valid'
'Global HardwareSetting¦ParameterCollection¦IsPrecise #2' | 'false'
'Global HardwareSetting¦Configuration¦Device¦ChangerElement¦IsMounted #3' | 'true'
'Global HardwareSetting¦ParameterCollection¦IsPrecise #1' | 'false'
'Global HardwareSetting¦Configuration¦Device¦ChangerElement¦IsMounted #2' | 'true'
'Global HardwareSetting¦Configuration¦Device¦ChangerElement¦IsMounted #1' | 'true'
'Global Experiment¦HardwareSettingsPool¦HardwareSetting¦ParameterCollection¦Position¦IsActivated #29' | 'true'
'Global Experiment¦HardwareSettingsPool¦HardwareSetting¦ParameterCollection¦Position¦IsActivated #28' | 'true'
'Global Experiment¦HardwareSettingsPool¦HardwareSetting¦ParameterCollection¦Position¦IsActivated #27' | 'true'
'Global Experiment¦HardwareSettingsPool¦HardwareSetting¦ParameterCollection¦Position¦IsActivated #26' | 'true'
'Global Experiment¦HardwareSettingsPool¦HardwareSetting¦ParameterCollection¦Position¦IsActivated #25' | 'true'
'Global Experiment¦AcquisitionBlock¦FocusSetup¦FocusStrategy¦PositionedRegionsUpdateMode #1' | 'CumulatedPositions'
'Global Experiment¦HardwareSettingsPool¦HardwareSetting¦ParameterCollection¦Position¦IsActivated #24' | 'true'
'Global Experiment¦HardwareSettingsPool¦HardwareSetting¦ParameterCollection¦Position¦IsActivated #23' | 'true'
'Global Experiment¦HardwareSettingsPool¦HardwareSetting¦ParameterCollection¦Position¦IsActivated #22' | 'true'
'Global Experiment¦HardwareSettingsPool¦HardwareSetting¦ParameterCollection¦Position¦IsActivated #21' | 'true'
'Global HardwareSetting¦ParameterCollection¦ShadingUseBias.Enabled¦Status #1' | 'Valid'
'Global Experiment¦HardwareSettingsPool¦HardwareSetting¦ParameterCollection¦Position¦IsActivated #20' | 'true'
'Global HardwareSetting¦ParameterCollection¦DefectPixelCorrection.Label¦IsReadOnly #1' | 'true'
'Global Experiment¦AcquisitionBlock¦AcquisitionModeSetup¦Camera¦TriggerMode #1' | '0'
'Global Experiment¦AcquisitionBlock¦AcquisitionModeSetup¦Camera¦Adjust #1' | '1'
'Global HardwareSetting¦ParameterCollection¦ReferenceImageCount.GuiHint #1' | 'GuiSlider'
'Global Experiment¦HardwareSettingsPool¦HardwareSetting¦ParameterCollection¦Intensity¦Status #9' | 'Valid'
'Global HardwareSetting¦ParameterCollection¦BlackReference.Enabled #1' | 'true'
'Global Experiment¦HardwareSettingsPool¦HardwareSetting¦ParameterCollection¦Intensity¦Status #8' | 'Valid'
'Global Experiment¦HardwareSettingsPool¦HardwareSetting¦ParameterCollection¦Intensity¦Status #7' | 'Valid'
'Global Experiment¦HardwareSettingsPool¦HardwareSetting¦ParameterCollection¦Intensity¦Status #6' | 'Valid'
'Global Experiment¦HardwareSettingsPool¦HardwareSetting¦ParameterCollection¦Intensity¦Status #5' | 'Valid'
'Global HardwareSetting¦ParameterCollection¦AutomaticTriggerControl.GuiHint #1' | 'GuiNone'
'Global Experiment¦HardwareSettingsPool¦HardwareSetting¦ParameterCollection¦Intensity¦Status #4' | 'Valid'
'Global Experiment¦HardwareSettingsPool¦HardwareSetting¦ParameterCollection¦Intensity¦Status #3' | 'Valid'
'Global HardwareSetting¦ParameterCollection¦ConversionFactorOffset¦IsReadOnly #1' | 'true'
'Global Experiment¦HardwareSettingsPool¦HardwareSetting¦ParameterCollection¦Intensity¦Status #2' | 'Valid'
'Global Experiment¦HardwareSettingsPool¦HardwareSetting¦ParameterCollection¦Position¦IsActivated #19' | 'true'
'Global Experiment¦HardwareSettingsPool¦HardwareSetting¦ParameterCollection¦Intensity¦Status #1' | 'Valid'
'Global Experiment¦HardwareSettingsPool¦HardwareSetting¦ParameterCollection¦Position¦IsActivated #18' | 'true'
'Global Experiment¦HardwareSettingsPool¦HardwareSetting¦ParameterCollection¦Position¦IsActivated #17' | 'true'
'Global Experiment¦HardwareSettingsPool¦HardwareSetting¦ParameterCollection¦Position¦IsActivated #16' | 'true'
'Global Experiment¦HardwareSettingsPool¦HardwareSetting¦ParameterCollection¦Position¦IsActivated #15' | 'true'
'Global Experiment¦HardwareSettingsPool¦HardwareSetting¦ParameterCollection¦Position¦IsActivated #14' | 'true'
'Global Experiment¦HardwareSettingsPool¦HardwareSetting¦ParameterCollection¦Position¦IsActivated #13' | 'true'
'Global Experiment¦HardwareSettingsPool¦HardwareSetting¦ParameterCollection¦Position¦IsActivated #12' | 'true'
'Global Experiment¦HardwareSettingsPool¦HardwareSetting¦ParameterCollection¦Position¦IsActivated #11' | 'true'
'Global Experiment¦HardwareSettingsPool¦HardwareSetting¦ParameterCollection¦Position¦IsActivated #10' | 'true'
'Global Experiment¦AcquisitionBlock¦FocusSetup¦DoBacklashCorrection #1' | '-1'
'Global HardwareSetting¦Configuration¦Device¦IsCondenserFocusingAvailable #1' | 'false'
'Global HardwareSetting¦ParameterCollection¦CameraIdentifier.Label¦Status #1' | 'Valid'
'Global HardwareSetting¦ParameterCollection¦AdjustFrameRate.Type #1' | 'BoolType'
'Global HardwareSetting¦ParameterCollection¦BinningList.GuiHint #1' | 'GuiComboBox'
'Global HardwareSetting¦ParameterCollection¦ShadingUseBias.Label¦IsReadOnly #1' | 'true'
'Global Experiment¦HardwareSettingsPool¦HardwareSetting¦ParameterCollection¦Position¦IsActivated #09' | 'true'
'Global Experiment¦HardwareSettingsPool¦HardwareSetting¦ParameterCollection¦Position¦IsActivated #08' | 'true'
'Global Experiment¦HardwareSettingsPool¦HardwareSetting¦ParameterCollection¦Position¦IsActivated #07' | 'true'
'Global Information¦Instrument¦LightSource¦LightSourceType¦Arc¦Type #1' | 'Other'
'Global Experiment¦HardwareSettingsPool¦HardwareSetting¦ParameterCollection¦Position¦IsActivated #06' | 'true'
'Global Experiment¦HardwareSettingsPool¦HardwareSetting¦ParameterCollection¦Position¦IsActivated #05' | 'true'
'Global Experiment¦HardwareSettingsPool¦HardwareSetting¦ParameterCollection¦Position¦IsActivated #04' | 'true'
'Global Experiment¦HardwareSettingsPool¦HardwareSetting¦ParameterCollection¦Position¦IsActivated #03' | 'true'
'Global Experiment¦HardwareSettingsPool¦HardwareSetting¦ParameterCollection¦Position¦IsActivated #02' | 'true'
'Global Experiment¦HardwareSettingsPool¦HardwareSetting¦ParameterCollection¦Position¦IsActivated #01' | 'true'
'Global HardwareSetting¦ParameterCollection¦InternalFrameRate.GuiHint¦IsReadOnly #1' | 'true'
'Global HardwareSetting¦ParameterCollection¦NoiseFilterThreshold #1' | '1.5'
'Global HardwareSetting¦ParameterCollection¦LiveImagePixelType¦Status #1' | 'Valid'
'Global Experiment¦AcquisitionBlock¦CPMRegionsSetup¦SampleHolder¦FocusSurfaceOutlierThresholdSigma #1' | '2.75'
'Global HardwareSetting¦ParameterCollection¦ApoTomeFilter #1' | 'Off'
'Global HardwareSetting¦ParameterCollection¦DefaultScalingUnit¦Status #2' | 'Valid'
'Global HardwareSetting¦ParameterCollection¦DefaultScalingUnit¦Status #1' | 'Valid'
'Global HardwareSetting¦Configuration¦Device¦Phase¦IsAvailable #1' | 'true'
'Global HardwareSetting¦ParameterCollection¦SequenceCount #1' | '0'
'Global HardwareSetting¦ParameterCollection¦Trigger.Enabled #1' | 'true'
'Global Experiment¦AcquisitionBlock¦MultiTrackSetup¦Track¦UseZStackCenter #11' | 'true'
'Global Scaling¦AutoScaling¦CameraAdapterMagnification #1' | '1'
'Global Experiment¦AcquisitionBlock¦AcquisitionModeSetup¦Camera¦TriggerMode¦Status #1' | 'Valid'
'Global Experiment¦AcquisitionBlock¦MultiTrackSetup¦Track¦UseZStackCenter #10' | 'true'
'Global HardwareSetting¦ParameterCollection¦FrameBundle¦Status #1' | 'Valid'
'Global HardwareSetting¦ParameterCollection¦ReadoutSpeed.Default #1' | '1'
'Global Experiment¦AcquisitionBlock¦FocusSetup¦UseAcquisitionROI #1' | 'true'
'Global HardwareSetting¦ParameterCollection¦ReferenceImageCount.Type #1' | 'IntegerType'
'Global Experiment¦AcquisitionBlock¦BleachingSetup¦StartIndex #1' | '0'
'Global HardwareSetting¦ParameterCollection¦CameraPixelDistances #1' | '6.5,6.5'
'Global HardwareSetting¦ParameterCollection¦BlackReference.Type¦Status #1' | 'Valid'
'Global Information¦Image¦Channel¦ContrastMethod #1' | 'Fluorescence'
'Global HardwareSetting¦ParameterCollection¦BinningList.Default¦IsReadOnly #1' | 'true'
'Global Experiment¦AcquisitionBlock¦MultiTrackSetup¦Track¦UseZStackCenter #09' | 'true'
'Global Experiment¦AcquisitionBlock¦MultiTrackSetup¦Track¦UseZStackCenter #08' | 'true'
'Global Experiment¦AcquisitionBlock¦MultiTrackSetup¦Track¦UseZStackCenter #07' | 'true'
'Global Experiment¦AcquisitionBlock¦MultiTrackSetup¦Track¦UseZStackCenter #06' | 'true'
'Global Experiment¦AcquisitionBlock¦MultiTrackSetup¦Track¦UseZStackCenter #05' | 'true'
'Global Experiment¦AcquisitionBlock¦MultiTrackSetup¦Track¦UseZStackCenter #04' | 'true'
'Global Experiment¦AcquisitionBlock¦MultiTrackSetup¦Track¦UseZStackCenter #03' | 'true'
'Global Experiment¦AcquisitionBlock¦MultiTrackSetup¦Track¦UseZStackCenter #02' | 'true'
'Global Experiment¦AcquisitionBlock¦MultiTrackSetup¦Track¦UseZStackCenter #01' | 'true'
'Global HardwareSetting¦Configuration¦Device¦Reflector¦Id #4' | ''
'Global HardwareSetting¦Configuration¦Device¦Reflector¦Id #3' | ''
'Global HardwareSetting¦Configuration¦Device¦Reflector¦Id #2' | ''
'Global HardwareSetting¦Configuration¦Device¦Reflector¦Id #1' | ''
'Global HardwareSetting¦ParameterCollection¦CameraDisplayName.Type¦Status #1' | 'Valid'
'Global HardwareSetting¦ParameterCollection¦NoiseFilterThreshold.Default¦IsReadOnly #1' | 'true'
'Global HardwareSetting¦ParameterCollection¦ShadingUseBias.Type¦Status #1' | 'Valid'
'Global HardwareSetting¦ParameterCollection¦SequenceCount¦Status #1' | 'Valid'
'Global HardwareSetting¦Configuration¦Device¦Objective¦Name #6' | 'LD Plan-Neofluar 20x/0.4 Korr Ph 1 Ph 2- M27'
'Global HardwareSetting¦Configuration¦Device¦Objective¦Name #5' | 'C-Apochromat 40x/1.20 W Korr'
'Global Experiment¦HardwareSettingsPool¦HardwareSetting¦ParameterCollection¦Id #77' | 'MTBHXP120Shutter'
'Global HardwareSetting¦Configuration¦Device¦Objective¦Name #4' | 'Plan-Apochromat 63x/1.40 Oil DIC M27'
'Global Experiment¦HardwareSettingsPool¦HardwareSetting¦ParameterCollection¦Id #76' | 'MTBTLShutter'
'Global HardwareSetting¦Configuration¦Device¦Objective¦Name #3' | 'EC Plan-Neofluar 40x/1.30 Oil DIC M27'
'Global Experiment¦HardwareSettingsPool¦HardwareSetting¦ParameterCollection¦Id #75' | 'MTBHXPLamp'
'Global HardwareSetting¦Configuration¦Device¦Objective¦Name #2' | 'Plan-Apochromat 20x/0.8 M27'
'Global Experiment¦HardwareSettingsPool¦HardwareSetting¦ParameterCollection¦Id #74' | 'MTBSideportChanger'
'Global HardwareSetting¦Configuration¦Device¦Objective¦Name #1' | 'EC Plan-Neofluar 10x/0.30 Ph 1'
'Global Experiment¦HardwareSettingsPool¦HardwareSetting¦ParameterCollection¦Id #73' | 'MTBHXP120Shutter'
'Global Experiment¦HardwareSettingsPool¦HardwareSetting¦ParameterCollection¦Id #72' | 'MTBReflectorChanger'
'Global Experiment¦HardwareSettingsPool¦HardwareSetting¦ParameterCollection¦Id #71' | 'MTBHXP120Shutter'
'Global Information¦Image¦Channel¦FilterSetRef¦Id #1' | 'FilterSet:1'
'Global HardwareSetting¦ParameterCollection¦LiveShutter.Enabled¦IsReadOnly #1' | 'true'
'Global Experiment¦HardwareSettingsPool¦HardwareSetting¦ParameterCollection¦Id #70' | 'MTBTLShutter'
'Global HardwareSetting¦ParameterCollection¦IsParfocalCorrectionSilentMode #1' | 'false'
'Global HardwareSetting¦ParameterCollection¦FrameRateTarget.Default¦Status #1' | 'Valid'
'Global HardwareSetting¦ParameterCollection¦CameraBias¦Status #1' | 'Valid'
'Global HardwareSetting¦ParameterCollection¦ContinuousAcquisitionMode.Default¦IsReadOnly #1' | 'true'
'Global HardwareSetting¦ParameterCollection¦IsClosed¦Status #3' | 'Valid'
'Global HardwareSetting¦ParameterCollection¦IsClosed¦Status #2' | 'Valid'
'Global HardwareSetting¦ParameterCollection¦IsClosed¦Status #1' | 'Valid'
'Global HardwareSetting¦Configuration¦Device¦OptovarLens¦Type #2' | 'Optovar'
'Global HardwareSetting¦Configuration¦Device¦OptovarLens¦Type #1' | 'Optovar'
'Global HardwareSetting¦ParameterCollection¦IsHandwheelDeactivated #3' | 'false'
'Global Experiment¦HardwareSettingsPool¦HardwareSetting¦ParameterCollection¦Id #69' | 'MTBHXPLamp'
'Global HardwareSetting¦ParameterCollection¦LiveFrame #1' | '0,0,2048,2048'
'Global HardwareSetting¦ParameterCollection¦IsHandwheelDeactivated #2' | 'false'
'Global Experiment¦HardwareSettingsPool¦HardwareSetting¦ParameterCollection¦Id #68' | 'MTBSideportChanger'
'Global HardwareSetting¦ParameterCollection¦IsHandwheelDeactivated #1' | 'false'
'Global Experiment¦HardwareSettingsPool¦HardwareSetting¦ParameterCollection¦Id #67' | 'MTBHXP120Shutter'
'Global HardwareSetting¦Configuration¦Device¦IsPositiveDirectionTowardSpecimen #1' | 'true'
'Global Experiment¦HardwareSettingsPool¦HardwareSetting¦ParameterCollection¦Id #66' | 'MTBReflectorChanger'
'Global HardwareSetting¦ParameterCollection¦UnsharpMask¦Status #1' | 'Valid'
'Global Experiment¦HardwareSettingsPool¦HardwareSetting¦ParameterCollection¦Id #65' | 'MTBHXP120Shutter'
'Global Experiment¦HardwareSettingsPool¦HardwareSetting¦ParameterCollection¦Id #64' | 'MTBTLShutter'
'Global Experiment¦HardwareSettingsPool¦HardwareSetting¦ParameterCollection¦Id #63' | 'MTBHXPLamp'
'Global HardwareSetting¦ParameterCollection¦DualCameraCalibration.Type¦Status #1' | 'Valid'
'Global Experiment¦HardwareSettingsPool¦HardwareSetting¦ParameterCollection¦Id #62' | 'MTBSideportChanger'
'Global Experiment¦HardwareSettingsPool¦HardwareSetting¦ParameterCollection¦Id #61' | 'MTBHXP120Shutter'
'Global Experiment¦HardwareSettingsPool¦HardwareSetting¦ParameterCollection¦Id #60' | 'MTBReflectorChanger'
'Global HardwareSetting¦ParameterCollection¦ReadoutSpeed.Enabled #1' | 'true'
'Global Experiment¦AcquisitionBlock¦CPMRegionsSetup¦SampleHolder¦IsOptimizedPositionedRegionsSorting #1' | 'true'
'Global Experiment¦AcquisitionBlock¦RegionsSetup¦SampleHolder¦UseStageBacklashCorrection #1' | 'false'
'Global HardwareSetting¦ParameterCollection¦ReferenceImageCount.Default¦IsReadOnly #1' | 'true'
'Global HardwareSetting¦ParameterCollection¦DualCameraCalibration.GuiHint¦Status #1' | 'Valid'
'Global HardwareSetting¦ParameterCollection¦ValidBits.Type¦Status #1' | 'Valid'
'Global HardwareSetting¦ParameterCollection¦IsVignettingFreeModeTemporary #1' | 'false'
'Global HardwareSetting¦ParameterCollection¦ImageOrientation.GuiHint¦Status #1' | 'Valid'
'Global HardwareSetting¦Configuration¦Device¦Reflector¦WavelengthArea¦BeamSplitter #3' | '570'
'Global HardwareSetting¦Configuration¦Device¦Reflector¦WavelengthArea¦BeamSplitter #2' | '495'
'Global Experiment¦HardwareSettingsPool¦HardwareSetting¦ParameterCollection¦Id #59' | 'MTBTLShutter'
'Global HardwareSetting¦Configuration¦Device¦Reflector¦WavelengthArea¦BeamSplitter #1' | '395'
'Global Experiment¦HardwareSettingsPool¦HardwareSetting¦ParameterCollection¦Id #58' | 'MTBTLApertureStop'
'Global Experiment¦HardwareSettingsPool¦HardwareSetting¦ParameterCollection¦Id #57' | 'MTBTLHalogenLamp'
'Global Experiment¦HardwareSettingsPool¦HardwareSetting¦ParameterCollection¦Id #56' | 'MTBHXP120Shutter'
'Global HardwareSetting¦ParameterCollection¦AutoExposure.Enabled¦IsReadOnly #1' | 'true'
'Global Experiment¦HardwareSettingsPool¦HardwareSetting¦ParameterCollection¦Id #55' | 'MTBSideportChanger'
'Global Experiment¦HardwareSettingsPool¦HardwareSetting¦ParameterCollection¦Id #54' | 'MTBReflectorChanger'
'Global Experiment¦HardwareSettingsPool¦HardwareSetting¦ParameterCollection¦Id #53' | 'MTBTLShutter'
'Global Experiment¦HardwareSettingsPool¦HardwareSetting¦ParameterCollection¦Id #52' | 'MTBCondenserContrastChanger'
'Global Experiment¦HardwareSettingsPool¦HardwareSetting¦ParameterCollection¦Id #51' | 'MTBTLShutter'
'Global Experiment¦HardwareSettingsPool¦HardwareSetting¦ParameterCollection¦Id #50' | 'MTBTLHalogenLamp'
'Global HardwareSetting¦ParameterCollection¦SequenceProgress.Default¦IsReadOnly #1' | 'true'
'Global HardwareSetting¦ParameterCollection¦FrameRateTarget.Label¦IsReadOnly #1' | 'true'
'Global Experiment¦AcquisitionBlock¦AcquisitionModeSetup¦Camera¦ShadingReferenceSource #1' | '1'
'Global HardwareSetting¦ParameterCollection¦ExposureTime.Default¦Status #1' | 'Valid'
'Global HardwareSetting¦ParameterCollection¦ConversionFactorCoeff.Type¦IsReadOnly #1' | 'true'
'Global Experiment¦HardwareSettingsPool¦HardwareSetting¦ParameterCollection¦Id #49' | 'MTBHXP120Shutter'
'Global HardwareSetting¦ParameterCollection¦UnsharpMaskState.Default¦Status #1' | 'Valid'
'Global HardwareSetting¦ParameterCollection¦CameraPixelMinimum.Type #1' | 'IntegerType'
'Global Experiment¦HardwareSettingsPool¦HardwareSetting¦ParameterCollection¦Id #48' | 'MTBSideportChanger'
'Global Experiment¦HardwareSettingsPool¦HardwareSetting¦ParameterCollection¦Id #47' | 'MTBReflectorChanger'
'Global Experiment¦HardwareSettingsPool¦HardwareSetting¦ParameterCollection¦Id #46' | 'MTBTLShutter'
'Global Experiment¦HardwareSettingsPool¦HardwareSetting¦ParameterCollection¦Id #45' | 'MTBCondenserContrastChanger'
'Global HardwareSetting¦ParameterCollection¦AutoExposure #1' | 'false'
'Global HardwareSetting¦ParameterCollection¦ExposureControl.GuiHint¦IsReadOnly #1' | 'true'
'Global Experiment¦HardwareSettingsPool¦HardwareSetting¦ParameterCollection¦Id #44' | 'MTBTLShutter'
'Global Experiment¦HardwareSettingsPool¦HardwareSetting¦ParameterCollection¦Id #43' | 'MTBHXP120Shutter'
'Global Information¦Instrument¦FilterSet¦DichroicRef¦Id #1' | 'Dichroic:1'
'Global Experiment¦HardwareSettingsPool¦HardwareSetting¦ParameterCollection¦Id #42' | 'MTBSideportChanger'
'Global HardwareSetting¦ParameterCollection¦TriggerMode.Enabled¦IsReadOnly #1' | 'true'
'Global HardwareSetting¦ParameterCollection¦DualCameraCalibration¦Status #1' | 'Valid'
'Global Experiment¦HardwareSettingsPool¦HardwareSetting¦ParameterCollection¦Id #41' | 'MTBReflectorChanger'
'Global HardwareSetting¦ParameterCollection¦MinExposureTimeValidation.GuiHint¦Status #1' | 'Valid'
'Global Experiment¦HardwareSettingsPool¦HardwareSetting¦ParameterCollection¦Id #40' | 'MTBTLShutter'
'Global HardwareSetting¦ParameterCollection¦DualCameraCalibrationId.Default¦Status #1' | 'Valid'
'Global HardwareSetting¦Configuration¦Device¦Phase¦IsBroken #1' | 'false'
'Global HardwareSetting¦ParameterCollection¦ShadingStrength.Label¦Status #1' | 'Valid'
'Global HardwareSetting¦ParameterCollection¦NoiseFilter.GuiHint¦Status #1' | 'Valid'
'Global HardwareSetting¦ParameterCollection¦Binning.Type #1' | 'SizeType'
'Global HardwareSetting¦ParameterCollection¦AdjustFrameRate.DisplayOrder¦Status #1' | 'Valid'
'Global Experiment¦HardwareSettingsPool¦HardwareSetting¦ParameterCollection¦Id #39' | 'MTBCondenserContrastChanger'
'Global Experiment¦HardwareSettingsPool¦HardwareSetting¦ParameterCollection¦Id #38' | 'MTBTLShutter'
'Global Experiment¦HardwareSettingsPool¦HardwareSetting¦ParameterCollection¦Id #37' | 'MTBTLHalogenLamp'
'Global HardwareSetting¦Configuration¦Device¦Objective¦Features #6' | 'Korr, Pol, LD'
'Global HardwareSetting¦ParameterCollection¦InternalTriggerMinExposure.GuiHint¦IsReadOnly #1' | 'true'
'Global Experiment¦HardwareSettingsPool¦HardwareSetting¦ParameterCollection¦Id #36' | 'MTBTLApertureStop'
'Global HardwareSetting¦Configuration¦Device¦Objective¦Features #5' | 'Korr, Pol'
'Global Experiment¦HardwareSettingsPool¦HardwareSetting¦ParameterCollection¦Id #35' | 'MTBHXP120Shutter'
'Global HardwareSetting¦Configuration¦Device¦Objective¦Features #4' | 'Pol, TIRF'
'Global Experiment¦HardwareSettingsPool¦HardwareSetting¦ParameterCollection¦Id #34' | 'MTBSideportChanger'
'Global HardwareSetting¦ParameterCollection¦ValidPixelMaximum¦Status #1' | 'Valid'
'Global HardwareSetting¦Configuration¦Device¦Objective¦Features #3' | 'Pol'
'Global Experiment¦HardwareSettingsPool¦HardwareSetting¦ParameterCollection¦Id #33' | 'MTBReflectorChanger'
'Global HardwareSetting¦Configuration¦Device¦Objective¦Features #2' | 'Pol'
'Global Experiment¦HardwareSettingsPool¦HardwareSetting¦ParameterCollection¦Id #32' | 'MTBTLShutter'
'Global HardwareSetting¦Configuration¦Device¦Objective¦Features #1' | 'Pol'
'Global Experiment¦HardwareSettingsPool¦HardwareSetting¦ParameterCollection¦Id #31' | 'MTBCondenserContrastChanger'
'Global Experiment¦HardwareSettingsPool¦HardwareSetting¦ParameterCollection¦Id #30' | 'MTBTLShutter'
'Global HardwareSetting¦ParameterCollection¦IsClosed #3' | 'true'
'Global HardwareSetting¦ParameterCollection¦IsClosed #2' | 'true'
'Global HardwareSetting¦ParameterCollection¦IsClosed #1' | 'false'
'Global Experiment¦AcquisitionBlock¦MultiTrackSetup¦Track¦ZStackSliceIndex #11' | '1'
'Global Experiment¦AcquisitionBlock¦MultiTrackSetup¦Track¦ZStackSliceIndex #10' | '1'
'Global HardwareSetting¦ParameterCollection¦LiveImagePixelType¦IsReadOnly #1' | 'true'
'Global HardwareSetting¦Configuration¦Device¦RLTLSwitchState¦Position #2' | '2'
'Global HardwareSetting¦ParameterCollection¦ShadingReference¦Status #1' | 'Valid'
'Global HardwareSetting¦Configuration¦Device¦RLTLSwitchState¦Position #1' | '1'
'Global HardwareSetting¦ParameterCollection¦DualCameraCalibrationId #1' | 'None'
'Global HardwareSetting¦ParameterCollection¦Speed #6' | '0'
'Global HardwareSetting¦ParameterCollection¦ReferenceImageCount.Label¦IsReadOnly #1' | 'true'
'Global HardwareSetting¦ParameterCollection¦Speed #5' | '0'
'Global HardwareSetting¦ParameterCollection¦IsLaserSafety #1' | 'false'
'Global HardwareSetting¦ParameterCollection¦Speed #4' | '0'
'Global HardwareSetting¦ParameterCollection¦Speed #3' | '0'
'Global HardwareSetting¦ParameterCollection¦Speed #2' | '0'
'Global HardwareSetting¦ParameterCollection¦Speed #1' | '0'
'Global Experiment¦HardwareSettingsPool¦HardwareSetting¦ParameterCollection¦Id #29' | 'MTBHXP120Shutter'
'Global HardwareSetting¦ParameterCollection¦FrameRate.Mode¦IsReadOnly #1' | 'true'
'Global Experiment¦HardwareSettingsPool¦HardwareSetting¦ParameterCollection¦Id #28' | 'MTBSideportChanger'
'Global Experiment¦HardwareSettingsPool¦HardwareSetting¦ParameterCollection¦Id #27' | 'MTBReflectorChanger'
'Global Experiment¦HardwareSettingsPool¦HardwareSetting¦ParameterCollection¦Id #26' | 'MTBTLShutter'
'Global Experiment¦HardwareSettingsPool¦HardwareSetting¦ParameterCollection¦Id #25' | 'MTBCondenserContrastChanger'
'Global Experiment¦HardwareSettingsPool¦HardwareSetting¦ParameterCollection¦Id #24' | 'MTBHXP120Shutter'
'Global HardwareSetting¦ParameterCollection¦ContinuousAcquisitionMode¦Status #1' | 'Valid'
'Global Experiment¦HardwareSettingsPool¦HardwareSetting¦ParameterCollection¦Id #23' | 'MTBTLShutter'
'Global HardwareSetting¦ParameterCollection¦ImageOrientation.Label #1' | 'Orientation'
'Global Experiment¦AcquisitionBlock¦MultiTrackSetup¦Track¦ZStackSliceIndex #09' | '1'
'Global HardwareSetting¦ParameterCollection¦ImageOrientation.ListItems #1' | '0¦Original¦Original,1¦Flip¦Flip Horizontally,2¦Reverse¦Flip Vertically,4¦Rotate¦Rotate 90 CW,7¦FlipReverseRotate¦Rotate 90 CCW,3¦FlipReverse¦Rotate 180,6¦ReverseRotate¦Mirror at +45 Diagonal,5¦FlipRotate¦Mirror at -45 Diagonal'
'Global Experiment¦HardwareSettingsPool¦HardwareSetting¦ParameterCollection¦Id #22' | 'MTBHXPLamp'
'Global Experiment¦AcquisitionBlock¦MultiTrackSetup¦Track¦ZStackSliceIndex #08' | '1'
'Global Experiment¦HardwareSettingsPool¦HardwareSetting¦ParameterCollection¦Id #21' | 'MTBSideportChanger'
'Global Experiment¦AcquisitionBlock¦MultiTrackSetup¦Track¦ZStackSliceIndex #07' | '1'
'Global Experiment¦HardwareSettingsPool¦HardwareSetting¦ParameterCollection¦Id #20' | 'MTBHXP120Shutter'
'Global Experiment¦AcquisitionBlock¦MultiTrackSetup¦Track¦ZStackSliceIndex #06' | '1'
'Global Experiment¦AcquisitionBlock¦MultiTrackSetup¦Track¦ZStackSliceIndex #05' | '1'
'Global Scaling¦AutoScaling¦ReflectorMagnification #1' | '1'
'Global Experiment¦AcquisitionBlock¦MultiTrackSetup¦Track¦ZStackSliceIndex #04' | '1'
'Global HardwareSetting¦ParameterCollection¦ExposureDelay.Default¦Status #1' | 'Valid'
'Global Experiment¦AcquisitionBlock¦MultiTrackSetup¦Track¦ZStackSliceIndex #03' | '1'
'Global Experiment¦AcquisitionBlock¦MultiTrackSetup¦Track¦ZStackSliceIndex #02' | '1'
'Global Experiment¦AcquisitionBlock¦MultiTrackSetup¦Track¦ZStackSliceIndex #01' | '1'
'Global HardwareSetting¦Configuration¦Device¦ShutterState¦Model #6' | ''
'Global HardwareSetting¦Configuration¦Device¦ShutterState¦Model #5' | ''
'Global HardwareSetting¦Configuration¦Device¦ShutterState¦Model #4' | ''
'Global HardwareSetting¦Configuration¦Device¦ShutterState¦Model #3' | ''
'Global HardwareSetting¦Configuration¦Device¦ShutterState¦Model #2' | ''
'Global HardwareSetting¦ParameterCollection¦BinningList.Enabled¦Status #1' | 'Valid'
'Global Experiment¦AcquisitionBlock¦FocusMapSetup¦StoreImageAtFocus #1' | 'false'
'Global HardwareSetting¦Configuration¦Device¦ShutterState¦Model #1' | ''
'Global HardwareSetting¦ParameterCollection¦ParfocalParcentralValues #1' | '0¦0¦0¦0¦0¦0¦0¦0¦0¦0¦0¦0¦0¦0¦0¦0¦0¦0¦0¦0¦0¦'
'Global HardwareSetting¦ParameterCollection¦ImagePixelDistances.Type #1' | 'SizeType'
'Global HardwareSetting¦ParameterCollection¦AutoExposure.Enabled¦Status #1' | 'Valid'
'Global HardwareSetting¦ParameterCollection¦ReferenceImageCount.Min #1' | '1'
'Global Experiment¦HardwareSettingsPool¦HardwareSetting¦ParameterCollection¦Id #19' | 'MTBReflectorChanger'
'Global Experiment¦HardwareSettingsPool¦HardwareSetting¦ParameterCollection¦Id #18' | 'MTBHXP120Shutter'
'Global HardwareSetting¦ParameterCollection¦ImagePixelAccuracy¦IsReadOnly #1' | 'true'
'Global Experiment¦HardwareSettingsPool¦HardwareSetting¦ParameterCollection¦Id #17' | 'MTBTLShutter'
'Global Experiment¦HardwareSettingsPool¦HardwareSetting¦ParameterCollection¦Id #16' | 'MTBHXPLamp'
'Global Information¦Instrument¦Microscope¦Type #1' | 'Inverted'
'Global Experiment¦HardwareSettingsPool¦HardwareSetting¦ParameterCollection¦Id #15' | 'MTBSideportChanger'
'Global Experiment¦HardwareSettingsPool¦HardwareSetting¦ParameterCollection¦Id #14' | 'MTBHXP120Shutter'
'Global Experiment¦AcquisitionBlock¦FocusMapSetup¦UpperLimit #1' | '0'
'Global HardwareSetting¦ParameterCollection¦AdjustFrameRate.Label¦Status #1' | 'Valid'
'Global Experiment¦HardwareSettingsPool¦HardwareSetting¦ParameterCollection¦Id #13' | 'MTBReflectorChanger'
'Global Experiment¦HardwareSettingsPool¦HardwareSetting¦ParameterCollection¦Id #12' | 'MTBHXP120Shutter'
'Global Experiment¦HardwareSettingsPool¦HardwareSetting¦ParameterCollection¦Id #11' | 'MTBTLShutter'
'Global Experiment¦HardwareSettingsPool¦HardwareSetting¦ParameterCollection¦Id #10' | 'MTBReflectorChanger'
'Global Information¦Application¦Name #1' | 'ZEN 2 (blue edition)'
'Global HardwareSetting¦ParameterCollection¦LiveImagePixelDistances.Type #1' | 'SizeType'
'Global HardwareSetting¦ParameterCollection¦DefectPixelCorrection.Type¦Status #1' | 'Valid'
'Global HardwareSetting¦Configuration¦Device¦IsParcentralCorrectionSilentModeOnOffAvailable #1' | 'true'
'Global HardwareSetting¦ParameterCollection¦Frame.Max¦Status #1' | 'Valid'
'Global Experiment¦HardwareSettingsPool¦HardwareSetting¦ParameterCollection¦IsClosed¦IsActivated #38' | 'true'
'Global Experiment¦HardwareSettingsPool¦HardwareSetting¦ParameterCollection¦IsClosed¦IsActivated #37' | 'true'
'Global Experiment¦HardwareSettingsPool¦HardwareSetting¦ParameterCollection¦IsClosed¦IsActivated #36' | 'true'
'Global HardwareSetting¦ParameterCollection¦AutoExposure.Type #1' | 'BoolType'
'Global Experiment¦HardwareSettingsPool¦HardwareSetting¦ParameterCollection¦IsClosed¦IsActivated #35' | 'true'
'Global Experiment¦HardwareSettingsPool¦HardwareSetting¦ParameterCollection¦IsClosed¦IsActivated #34' | 'true'
'Global Experiment¦HardwareSettingsPool¦HardwareSetting¦ParameterCollection¦IsClosed¦IsActivated #33' | 'true'
'Global Experiment¦HardwareSettingsPool¦HardwareSetting¦ParameterCollection¦IsClosed¦IsActivated #32' | 'true'
'Global Experiment¦HardwareSettingsPool¦HardwareSetting¦ParameterCollection¦IsClosed¦IsActivated #31' | 'true'
'Global Experiment¦HardwareSettingsPool¦HardwareSetting¦ParameterCollection¦IsClosed¦IsActivated #30' | 'true'
'Global HardwareSetting¦Configuration¦Device¦Grid1 #1' | 'OH'
'Global Experiment¦AcquisitionBlock¦CPMFocusSetup¦IsActivated #1' | 'false'
'Global HardwareSetting¦ParameterCollection¦IsLaserSafety¦Status #1' | 'Valid'
'Global Experiment¦HardwareSettingsPool¦HardwareSetting¦ParameterCollection¦Id #09' | 'MTBRLShutter'
'Global Experiment¦HardwareSettingsPool¦HardwareSetting¦ParameterCollection¦Id #08' | 'MTBHXP120Shutter'
'Global Experiment¦HardwareSettingsPool¦HardwareSetting¦ParameterCollection¦Id #07' | 'MTBTLShutter'
'Global Experiment¦AcquisitionBlock¦MultiTrackSetup¦Track¦Channel¦DataGrabberSetup¦CameraFrameSetup¦ExposureTime¦IsActivated #11' | 'true'
'Global Experiment¦HardwareSettingsPool¦HardwareSetting¦ParameterCollection¦Id #06' | 'MTBHXP120Shutter'
'Global Experiment¦AcquisitionBlock¦MultiTrackSetup¦Track¦Channel¦DataGrabberSetup¦CameraFrameSetup¦ExposureTime¦IsActivated #10' | 'true'
'Global Experiment¦HardwareSettingsPool¦HardwareSetting¦ParameterCollection¦Id #05' | 'MTBTLShutter'
'Global HardwareSetting¦ParameterCollection¦DualCameraCalibration.Enabled #1' | 'false'
'Global Experiment¦HardwareSettingsPool¦HardwareSetting¦ParameterCollection¦Id #04' | 'MTBHXPLamp'
'Global Experiment¦HardwareSettingsPool¦HardwareSetting¦ParameterCollection¦Id #03' | 'MTBSideportChanger'
'Global HardwareSetting¦ParameterCollection¦LiveImageFrame.Type¦Status #1' | 'Valid'
'Global Experiment¦HardwareSettingsPool¦HardwareSetting¦ParameterCollection¦Id #02' | 'MTBHXP120Shutter'
'Global Experiment¦HardwareSettingsPool¦HardwareSetting¦ParameterCollection¦Id #01' | 'MTBReflectorChanger'
'Global Information¦Image¦Channel¦GratingPeriod #1' | '5.6483516483516487'
'Global HardwareSetting¦ParameterCollection¦ApoTomePhasePosition¦Status #1' | 'Valid'
'Global Experiment¦HardwareSettingsPool¦HardwareSetting¦ParameterCollection¦IsClosed¦IsActivated #29' | 'true'
'Global Experiment¦HardwareSettingsPool¦HardwareSetting¦ParameterCollection¦IsClosed¦IsActivated #28' | 'true'
'Global Experiment¦HardwareSettingsPool¦HardwareSetting¦ParameterCollection¦IsClosed¦IsActivated #27' | 'true'
'Global Experiment¦HardwareSettingsPool¦HardwareSetting¦ParameterCollection¦IsClosed¦IsActivated #26' | 'true'
'Global Experiment¦HardwareSettingsPool¦HardwareSetting¦ParameterCollection¦IsClosed¦IsActivated #25' | 'true'
'Global Experiment¦HardwareSettingsPool¦HardwareSetting¦ParameterCollection¦IsClosed¦IsActivated #24' | 'true'
'Global Experiment¦HardwareSettingsPool¦HardwareSetting¦ParameterCollection¦IsClosed¦IsActivated #23' | 'true'
'Global Experiment¦HardwareSettingsPool¦HardwareSetting¦ParameterCollection¦IsClosed¦IsActivated #22' | 'true'
'Global Experiment¦HardwareSettingsPool¦HardwareSetting¦ParameterCollection¦IsClosed¦IsActivated #21' | 'true'
'Global Experiment¦HardwareSettingsPool¦HardwareSetting¦ParameterCollection¦IsClosed¦IsActivated #20' | 'true'
'Global Experiment¦AcquisitionBlock¦MultiTrackSetup¦Track¦Channel¦DataGrabberSetup¦CameraFrameSetup¦ExposureTime¦IsActivated #09' | 'true'
'Global HardwareSetting¦ParameterCollection¦ImageByteSize¦Status #1' | 'Valid'
'Global Experiment¦AcquisitionBlock¦MultiTrackSetup¦Track¦Channel¦DataGrabberSetup¦CameraFrameSetup¦ExposureTime¦IsActivated #08' | 'true'
'Global Experiment¦AcquisitionBlock¦MultiTrackSetup¦Track¦Channel¦DataGrabberSetup¦CameraFrameSetup¦ExposureTime¦IsActivated #07' | 'true'
'Global Experiment¦AcquisitionBlock¦MultiTrackSetup¦Track¦Channel¦DataGrabberSetup¦CameraFrameSetup¦ExposureTime¦IsActivated #06' | 'true'
'Global Experiment¦AcquisitionBlock¦IsActivated #1' | 'true'
'Global Experiment¦AcquisitionBlock¦MultiTrackSetup¦Track¦Channel¦DataGrabberSetup¦CameraFrameSetup¦ExposureTime¦IsActivated #05' | 'true'
'Global Experiment¦AcquisitionBlock¦MultiTrackSetup¦Track¦Channel¦DataGrabberSetup¦CameraFrameSetup¦ExposureTime¦IsActivated #04' | 'true'
'Global Experiment¦AcquisitionBlock¦MultiTrackSetup¦Track¦Channel¦DataGrabberSetup¦CameraFrameSetup¦ExposureTime¦IsActivated #03' | 'true'
'Global Experiment¦AcquisitionBlock¦MultiTrackSetup¦Track¦Channel¦DataGrabberSetup¦CameraFrameSetup¦ExposureTime¦IsActivated #02' | 'true'
'Global Experiment¦AcquisitionBlock¦MultiTrackSetup¦Track¦Channel¦DataGrabberSetup¦CameraFrameSetup¦ExposureTime¦IsActivated #01' | 'true'
'Global HardwareSetting¦ParameterCollection¦FrameRateTarget #1' | '30'
'Global HardwareSetting¦ParameterCollection¦ExposureControl.Type¦IsReadOnly #1' | 'true'
'Global HardwareSetting¦ParameterCollection¦AdjustFrameRate.Mode¦Status #1' | 'Valid'
'Global Experiment¦HardwareSettingsPool¦HardwareSetting¦ParameterCollection¦IsClosed¦IsActivated #19' | 'true'
'Global Experiment¦HardwareSettingsPool¦HardwareSetting¦ParameterCollection¦IsClosed¦IsActivated #18' | 'true'
'Global Experiment¦HardwareSettingsPool¦HardwareSetting¦ParameterCollection¦IsClosed¦IsActivated #17' | 'true'
'Global Experiment¦HardwareSettingsPool¦HardwareSetting¦ParameterCollection¦IsClosed¦IsActivated #16' | 'true'
'Global Experiment¦HardwareSettingsPool¦HardwareSetting¦ParameterCollection¦IsClosed¦IsActivated #15' | 'true'
'Global Experiment¦HardwareSettingsPool¦HardwareSetting¦ParameterCollection¦IsClosed¦IsActivated #14' | 'true'
'Global HardwareSetting¦ParameterCollection¦ApoTomeZoomCalibration #1' | '10 20 30 40'
'Global Experiment¦HardwareSettingsPool¦HardwareSetting¦ParameterCollection¦IsClosed¦IsActivated #13' | 'true'
'Global Experiment¦AcquisitionBlock¦AcquisitionModeSetup¦Camera¦DualCameraCalibration #1' | 'false'
'Global Experiment¦HardwareSettingsPool¦HardwareSetting¦ParameterCollection¦IsClosed¦IsActivated #12' | 'true'
'Global Experiment¦HardwareSettingsPool¦HardwareSetting¦ParameterCollection¦IsClosed¦IsActivated #11' | 'true'
'Global Experiment¦HardwareSettingsPool¦HardwareSetting¦ParameterCollection¦IsClosed¦IsActivated #10' | 'true'
'Global Experiment¦AcquisitionBlock¦BleachingSetup¦Repetition #1' | '1'
'Global HardwareSetting¦ParameterCollection¦NoiseFilter¦Status #1' | 'Valid'
'Global HardwareSetting¦ParameterCollection¦LiveShutter.Default #1' | 'false'
'Global HardwareSetting¦ParameterCollection¦SequenceCount.GuiHint #1' | 'GuiNone'
'Global HardwareSetting¦ParameterCollection¦SequenceProgress¦Status #1' | 'Valid'
'Global HardwareSetting¦ParameterCollection¦DefectPixelCorrection #1' | 'true'
'Global Experiment¦HardwareSettingsPool¦HardwareSetting¦ParameterCollection¦IsClosed¦IsActivated #09' | 'true'
'Global Experiment¦HardwareSettingsPool¦HardwareSetting¦ParameterCollection¦IsClosed¦IsActivated #08' | 'true'
'Global Experiment¦HardwareSettingsPool¦HardwareSetting¦ParameterCollection¦IsClosed¦IsActivated #07' | 'true'
'Global Experiment¦HardwareSettingsPool¦HardwareSetting¦ParameterCollection¦IsClosed¦IsActivated #06' | 'true'
'Global Experiment¦HardwareSettingsPool¦HardwareSetting¦ParameterCollection¦IsClosed¦IsActivated #05' | 'true'
'Global HardwareSetting¦Configuration¦Device¦ShutterState¦Type #6' | 'ShutterState'
'Global Experiment¦HardwareSettingsPool¦HardwareSetting¦ParameterCollection¦IsClosed¦IsActivated #04' | 'true'
'Global HardwareSetting¦Configuration¦Device¦OptovarLens¦Name #2' | '1.6x Tubelens'
'Global HardwareSetting¦Configuration¦Device¦ShutterState¦Type #5' | 'ShutterState'
'Global Experiment¦HardwareSettingsPool¦HardwareSetting¦ParameterCollection¦IsClosed¦IsActivated #03' | 'true'
'Global HardwareSetting¦Configuration¦Device¦OptovarLens¦Name #1' | '1x Tubelens'
'Global HardwareSetting¦Configuration¦Device¦ShutterState¦Type #4' | 'ShutterState'
'Global Experiment¦HardwareSettingsPool¦HardwareSetting¦ParameterCollection¦IsClosed¦IsActivated #02' | 'true'
'Global HardwareSetting¦Configuration¦Device¦ShutterState¦Type #3' | 'ShutterState'
'Global Experiment¦HardwareSettingsPool¦HardwareSetting¦ParameterCollection¦IsClosed¦IsActivated #01' | 'true'
'Global Experiment¦AcquisitionBlock¦FocusSetup¦Autofocus¦Id #1' | 'Autofocus'
'Global HardwareSetting¦Configuration¦Device¦ShutterState¦Type #2' | 'ShutterState'
'Global HardwareSetting¦Configuration¦Device¦ShutterState¦Type #1' | 'ShutterState'
'Global HardwareSetting¦ParameterCollection¦CameraPixelDistances¦IsReadOnly #1' | 'true'
'Global HardwareSetting¦Configuration¦Device¦StageAxis¦IsAvailable #2' | 'true'
'Global HardwareSetting¦ParameterCollection¦MinExposureTimeValidation.Type #1' | 'IntegerType'
'Global HardwareSetting¦ParameterCollection¦ValidPixelMaximum.Type¦IsReadOnly #1' | 'true'
'Global HardwareSetting¦Configuration¦Device¦StageAxis¦IsAvailable #1' | 'true'
'Global HardwareSetting¦ParameterCollection¦ConversionFactorOffset.Default #1' | '0.51'
'Global HardwareSetting¦ParameterCollection¦AutomaticTriggerControl.DisplayOrder¦IsReadOnly #1' | 'true'
'Global Experiment¦AcquisitionBlock¦MultiTrackSetup¦Track¦IsDisabledForApoTome #11' | 'false'
'Global Experiment¦AcquisitionBlock¦MultiTrackSetup¦Track¦IsDisabledForApoTome #10' | 'false'
'Global HardwareSetting¦ParameterCollection¦Frame.Type #1' | 'RectType'
'Global Experiment¦AutoSave¦SaveOriginalData #1' | 'true'
'Global Experiment¦AcquisitionBlock¦FocusSetup¦DepthOfFocus #1' | '0.75'
'Global Experiment¦AcquisitionBlock¦LineScanSetup¦TlFlashIntensity #1' | '0'
'Global Experiment¦AcquisitionBlock¦MultiTrackSetup¦Track¦IsDisabledForApoTome #09' | 'false'
'Global Experiment¦AcquisitionBlock¦MultiTrackSetup¦Track¦IsDisabledForApoTome #08' | 'false'
'Global Experiment¦AcquisitionBlock¦MultiTrackSetup¦Track¦IsDisabledForApoTome #07' | 'false'
'Global Experiment¦AcquisitionBlock¦MultiTrackSetup¦Track¦IsDisabledForApoTome #06' | 'false'
'Global HardwareSetting¦Configuration¦Device¦BeamPath¦BeamPathNode¦BeamPathNode¦BeamPathNode¦BeamPathNode¦BeamPathNode¦BeamPathNode¦Id #4' | 'MTBTLHalogenLamp'
'Global Experiment¦AcquisitionBlock¦MultiTrackSetup¦Track¦IsDisabledForApoTome #05' | 'false'
'Global HardwareSetting¦Configuration¦Device¦BeamPath¦BeamPathNode¦BeamPathNode¦BeamPathNode¦BeamPathNode¦BeamPathNode¦BeamPathNode¦Id #3' | 'MTBRLShutter'
'Global Experiment¦AcquisitionBlock¦MultiTrackSetup¦Track¦IsDisabledForApoTome #04' | 'false'
'Global HardwareSetting¦Configuration¦Device¦BeamPath¦BeamPathNode¦BeamPathNode¦BeamPathNode¦BeamPathNode¦BeamPathNode¦BeamPathNode¦Id #2' | 'MTBEyePiece'
'Global Experiment¦AcquisitionBlock¦MultiTrackSetup¦Track¦IsDisabledForApoTome #03' | 'false'
'Global HardwareSetting¦Configuration¦Device¦BeamPath¦BeamPathNode¦BeamPathNode¦BeamPathNode¦BeamPathNode¦BeamPathNode¦BeamPathNode¦Id #1' | 'MTBCameraAdapter_MTBSideportChanger_Left'
'Global Experiment¦AcquisitionBlock¦MultiTrackSetup¦Track¦IsDisabledForApoTome #02' | 'false'
'Global Experiment¦AcquisitionBlock¦MultiTrackSetup¦Track¦IsDisabledForApoTome #01' | 'false'
'Global HardwareSetting¦ParameterCollection¦Frame.Enabled¦IsReadOnly #1' | 'true'
'Global Information¦Image¦AcquisitionDateAndTime #1' | '2016-04-04T16:10:27.4711122Z'
'Global HardwareSetting¦ParameterCollection¦FrameRateTarget.Type #1' | 'DoubleType'
'Global HardwareSetting¦ParameterCollection¦ReferenceImageCount.GuiHint¦Status #1' | 'Valid'
'Global Experiment¦AcquisitionBlock¦MultiTrackSetup¦IsTIRFAngleSynchronized #1' | 'true'
'Global HardwareSetting¦ParameterCollection¦LiveFrame¦IsReadOnly #1' | 'true'
'Global HardwareSetting¦ParameterCollection¦ReadoutSpeed.Type¦IsReadOnly #1' | 'true'
'Global HardwareSetting¦ParameterCollection¦ValidPixelMaximum.Default¦Status #1' | 'Valid'
'Global Experiment¦AcquisitionBlock¦RegionsSetup¦SampleHolder¦TemplateShapesScanMode #1' | 'Comb'
'Global Information¦Image¦SizeC #1' | '1'
'Global HardwareSetting¦ParameterCollection¦ExposureTime.GuiHint #1' | 'GuiLogSlider'
'Global HardwareSetting¦ParameterCollection¦ImageFrame.Max #1' | '0,0,512,512'
'Global HardwareSetting¦ParameterCollection¦ContinuousAcquisitionMode.Type #1' | 'StringType'
'Global HardwareSetting¦ParameterCollection¦FrameRateTarget.DisplayOrder #1' | '201'
'Global HardwareSetting¦ParameterCollection¦CameraIdentifier.DisplayOrder¦Status #1' | 'Valid'
'Global HardwareSetting¦ParameterCollection¦ConversionFactorOffset.Enabled #1' | 'false'
'Global HardwareSetting¦ParameterCollection¦ImagePixelDistances¦Status #1' | 'Valid'
'Global HardwareSetting¦ParameterCollection¦AdjustFrameRate.Default¦Status #1' | 'Valid'
'Global Experiment¦AcquisitionBlock¦MultiTrackSetup¦Track¦Channel¦AdditionalDyeInformation¦DyeId #6' | 'McNamara-Boswell-0838'
'Global Experiment¦AcquisitionBlock¦MultiTrackSetup¦Track¦Channel¦AdditionalDyeInformation¦DyeId #5' | 'McNamara-Boswell-0838'
'Global Experiment¦AcquisitionBlock¦MultiTrackSetup¦Track¦Channel¦AdditionalDyeInformation¦DyeId #4' | 'McNamara-Boswell-0838'
'Global Experiment¦AcquisitionBlock¦MultiTrackSetup¦Track¦Channel¦AdditionalDyeInformation¦DyeId #3' | 'McNamara-Boswell-0838'
'Global Experiment¦AcquisitionBlock¦MultiTrackSetup¦Track¦Channel¦AdditionalDyeInformation¦DyeId #2' | 'McNamara-Boswell-0828'
'Global Experiment¦AcquisitionBlock¦MultiTrackSetup¦Track¦Channel¦AdditionalDyeInformation¦DyeId #1' | 'McNamara-Boswell-0434'
'Global HardwareSetting¦Configuration¦Device¦MinContinualSpeed #5' | '0'
'Global HardwareSetting¦Configuration¦Device¦MinContinualSpeed #4' | '0'
'Global HardwareSetting¦ParameterCollection¦MinExposureTimeValidation.Enabled¦IsReadOnly #1' | 'true'
'Global HardwareSetting¦Configuration¦Device¦MinContinualSpeed #3' | '0'
'Global HardwareSetting¦Configuration¦Device¦MinContinualSpeed #2' | '0'
'Global HardwareSetting¦Configuration¦Device¦MinContinualSpeed #1' | '0.062'
'Global HardwareSetting¦ParameterCollection¦UnsharpMask.GuiHint #1' | 'GuiCheckBox'
'Global HardwareSetting¦Configuration¦Device¦Phase¦StepWidth #1' | '1'
'Global HardwareSetting¦ParameterCollection¦ReferenceImageCount¦Status #1' | 'Valid'
'Global HardwareSetting¦ParameterCollection¦ConversionFactorCoeff.Enabled¦IsReadOnly #1' | 'true'
'Global HardwareSetting¦ParameterCollection¦AutoExposure.GuiHint #1' | 'GuiCheckBox'
'Global HardwareSetting¦ParameterCollection¦ReferenceImageCount.Min¦Status #1' | 'Valid'
'Global Information¦Instrument¦Detector¦Name #1' | 'Flash'
'Global HardwareSetting¦ParameterCollection¦ApoTomeLiveMode¦Status #1' | 'Valid'
'Global Experiment¦AutoSave¦IsClosedOnCompletion #1' | 'false'
'Global HardwareSetting¦ParameterCollection¦ShadingReference.Default¦Status #1' | 'Valid'
'Global HardwareSetting¦ParameterCollection¦ExposureTime.Max¦Status #1' | 'Valid'
'Global Experiment¦AcquisitionBlock¦MultiTrackSetup¦Track¦Channel¦AdditionalDyeInformation¦DyeMaxEmission #6' | '572'
'Global Experiment¦AcquisitionBlock¦MultiTrackSetup¦Track¦Channel¦AdditionalDyeInformation¦DyeMaxEmission #5' | '572'
'Global Experiment¦AcquisitionBlock¦MultiTrackSetup¦Track¦Channel¦AdditionalDyeInformation¦DyeMaxEmission #4' | '572'
'Global HardwareSetting¦ParameterCollection¦InternalFrameRate.Default¦Status #1' | 'Valid'
'Global Experiment¦AcquisitionBlock¦MultiTrackSetup¦Track¦Channel¦AdditionalDyeInformation¦DyeMaxEmission #3' | '572'
'Global Experiment¦AcquisitionBlock¦MultiTrackSetup¦Track¦Channel¦AdditionalDyeInformation¦DyeMaxEmission #2' | '509'
'Global Experiment¦AcquisitionBlock¦MultiTrackSetup¦Track¦Channel¦AdditionalDyeInformation¦DyeMaxEmission #1' | '465'
'Global Experiment¦AcquisitionBlock¦FocusSetup¦Precision #1' | '4'
'Global Information¦Instrument¦Microscope¦Name #1' | 'Axio Observer.Z1'
'Global HardwareSetting¦ParameterCollection¦AxisSetPositionMode¦Status #3' | 'Valid'
'Global HardwareSetting¦ParameterCollection¦AxisSetPositionMode¦Status #2' | 'Valid'
'Global HardwareSetting¦Configuration¦Device¦GridChanger¦Model #1' | ''
'Global HardwareSetting¦ParameterCollection¦AxisSetPositionMode¦Status #1' | 'Valid'
'Global Experiment¦AcquisitionBlock¦MultiTrackSetup¦ZStackSetup¦ApoTomePhaseSetup¦PhaseCount #1' | '5'
'Global HardwareSetting¦ParameterCollection¦FrameRateTarget.Enabled¦Status #1' | 'Valid'
'Global HardwareSetting¦ParameterCollection¦CameraPixelDistances.Type¦Status #1' | 'Valid'
'Global HardwareSetting¦ParameterCollection¦ReferenceImageCount.Mode¦IsReadOnly #1' | 'true'
'Global HardwareSetting¦ParameterCollection¦AdjustFrameRate.DisplayOrder¦IsReadOnly #1' | 'true'
'Global HardwareSetting¦Configuration¦Device¦Objective¦Immersions #6' | 'Air'
'Global Experiment¦AcquisitionBlock¦CPMRegionsSetup¦SampleHolder¦UseStageContinualSpeed #1' | 'false'
'Global HardwareSetting¦Configuration¦Device¦Objective¦Immersions #5' | 'Water'
'Global HardwareSetting¦Configuration¦Device¦Objective¦Immersions #4' | 'Oil'
'Global HardwareSetting¦ParameterCollection¦ShadingUseBias.Mode¦IsReadOnly #1' | 'true'
'Global HardwareSetting¦ParameterCollection¦FrameRate.GuiHint #1' | 'GuiTextBox'
'Global HardwareSetting¦Configuration¦Device¦Objective¦Immersions #3' | 'Oil'
'Global HardwareSetting¦Configuration¦Device¦IsManualCalibrationSupported #5' | 'true'
'Global HardwareSetting¦Configuration¦Device¦Objective¦Immersions #2' | 'Air'
'Global HardwareSetting¦Configuration¦Device¦IsManualCalibrationSupported #4' | 'true'
'Global HardwareSetting¦Configuration¦Device¦Objective¦Immersions #1' | 'Air'
'Global HardwareSetting¦Configuration¦Device¦IsManualCalibrationSupported #3' | 'true'
'Global HardwareSetting¦Configuration¦Device¦IsManualCalibrationSupported #2' | 'true'
'Global HardwareSetting¦Configuration¦Device¦IsManualCalibrationSupported #1' | 'true'
'Global HardwareSetting¦ParameterCollection¦AutofocusSignalQuality¦Status #2' | 'Valid'
'Global HardwareSetting¦ParameterCollection¦AutofocusSignalQuality¦Status #1' | 'Valid'
'Global Experiment¦AcquisitionBlock¦MultiTrackSetup¦Track¦Channel¦AdditionalDyeInformation¦ShortName #11' | 'DsRed'
'Global Experiment¦AcquisitionBlock¦MultiTrackSetup¦Track¦Channel¦AdditionalDyeInformation¦ShortName #10' | 'DsRed'
'Global HardwareSetting¦ParameterCollection¦ExposureControl.Label¦Status #1' | 'Valid'
'Global HardwareSetting¦ParameterCollection¦IsParcentralCorrectionSilentMode #1' | 'false'
'Global HardwareSetting¦ParameterCollection¦AutomaticTriggerControl.Mode¦IsReadOnly #1' | 'true'
'Global HardwareSetting¦Configuration¦Device¦Reflector¦Type #4' | 'Reflector'
'Global HardwareSetting¦Configuration¦Device¦Reflector¦Type #3' | 'Reflector'
'Global HardwareSetting¦Configuration¦Device¦Reflector¦Type #2' | 'Reflector'
'Global HardwareSetting¦ParameterCollection¦ExposureControl.Mode #1' | 'Expert'
'Global HardwareSetting¦Configuration¦Device¦IsLightManagerTemporaryAvailable #1' | 'true'
'Global HardwareSetting¦Configuration¦Device¦Reflector¦Type #1' | 'Reflector'
'Global HardwareSetting¦ParameterCollection¦ApoTomeStatus¦Status #1' | 'Valid'
'Global HardwareSetting¦Configuration¦Device¦GridChanger¦Id #1' | 'MTBRLApoTomeGridChanger'
'Global Experiment¦AcquisitionBlock¦MultiTrackSetup¦Track¦Channel¦AdditionalDyeInformation¦ShortName #09' | 'DsRed'
'Global Experiment¦AcquisitionBlock¦MultiTrackSetup¦Track¦Channel¦AdditionalDyeInformation¦ShortName #08' | 'PhaCo'
'Global Experiment¦AcquisitionBlock¦MultiTrackSetup¦Track¦Channel¦AdditionalDyeInformation¦ShortName #07' | 'Dic'
'Global Experiment¦AcquisitionBlock¦MultiTrackSetup¦Track¦Channel¦AdditionalDyeInformation¦ShortName #06' | 'Dic'
'Global Experiment¦AcquisitionBlock¦MultiTrackSetup¦Track¦Channel¦AdditionalDyeInformation¦ShortName #05' | 'PhaCo'
'Global Experiment¦AcquisitionBlock¦MultiTrackSetup¦Track¦Channel¦AdditionalDyeInformation¦ShortName #04' | 'Brigh'
'Global Experiment¦AcquisitionBlock¦MultiTrackSetup¦Track¦Channel¦AdditionalDyeInformation¦ShortName #03' | 'DsRed'
'Global Experiment¦AcquisitionBlock¦MultiTrackSetup¦Track¦Channel¦AdditionalDyeInformation¦ShortName #02' | 'EGFP'
'Global Experiment¦AcquisitionBlock¦MultiTrackSetup¦Track¦Channel¦AdditionalDyeInformation¦ShortName #01' | 'DAPI'
'Global HardwareSetting¦ParameterCollection¦ExposureTime.Enabled¦Status #1' | 'Valid'
'Global HardwareSetting¦ParameterCollection¦ShadingStrength.GuiHint¦Status #1' | 'Valid'
'Global HardwareSetting¦Configuration¦Device¦Mirror¦Id #3' | ''
'Global HardwareSetting¦ParameterCollection¦FrameRateTarget.Type¦Status #1' | 'Valid'
'Global HardwareSetting¦Configuration¦Device¦Mirror¦Id #2' | ''
'Global HardwareSetting¦Configuration¦Device¦Mirror¦Id #1' | ''